## Summary
PROJECT - PROPOSED APARTMENT AT NO:05, BULLERS LANE, COLOMBO-07 FOR
MRS. J. L. J. PESTONJEE
GRAND SUMMARY
BILL NO. | DESCRIPTION | AMOUNT BEFORE DISCOUNT (RS) | AMOUNT AFTER DISCOUNT (RS.) | Revised Amount
B | Preliminaries | 12385000 | 12385000 | 13205450.41
D | Excavation and Earthwork | 4060526.23 | 3928623.6497 | 3654646.0099
E | Concrete Work | 74853029.39 | 72442021.7181 | 73931169.86
G | Masonry Work | 13228906.46 | 12802960.7903 | 12489542.3358
H | Water Proofing | 8084822.07 | 7824499.7049 | 5558917.8176
J | Structural Metal Work | 133760.64 | 129453.5474 | 0
Q | Plumbing System | 31215219 | 30210088.98 | 22539608.44
R | Fire System | 2120800 | 2052510.16 | 2052510.16
S | Electrical System | 20989270.7 | 20313423.987 | 23545924.827
T | Floor ,Wall & Ceiling Finishes | 50233361.62 | 48615864.3726 | 48946635.6846
V | Painting | 6947520.19 | 6723810.0399 | 6866070.6202
Y1 | Gas System | 8984742 | 8695431.69 | 8896731.18
SUB TOTAL (1) |  | 233236958.3 | 226123688.6399 | 221687207.3451
X | Provisional Sum | 83876311.36 | 83876311.36 | 83876311.36
| Additional Work |  |  | 9051346.68
SUB TOTAL (2) |  | 317113269.66 | 309999999.9999 | 314614865.3851
GRAND TOTAL CARRIED TO THE FORM OF BID (WITHOUT VAT)
Add | Price escalation (Period of 18 months)
Add | Contingencies
GRAND TOTAL (WITH PRICE ESCALATION & CONTINGENCIES)

## Prelim
PROPOSED APARTMENT AT NO:05, BULLERS LANE, COLOMBO-07. FOR MRS.J.L.J.PESTONJEE
B- PRELIMINARIES
BILL NO - 01
ITEM NO. | DESCRIPTION |  |  |  |  | UNIT | Category | AMOUNT | RN AMOUNT
Insurance and Securities
B.1 | Provisional Sum for providing a Performance Security. |  |  |  |  | P.Sum | A | 350000 | 897225
B.2 | Provisional Sum for providing an Advance Payment Security. |  |  |  |  | P.Sum | A | 500000 | 1663059.11
B.3 | Provisional Sum for insurance of Works, Machinery & Equipment, Plant, Materials, third party persons & property and Employer's personnel & property at site as per the Contract. |  |  |  |  | P.Sum | A | 750000 | 328166.29
B.4 | Provisional Sum for insurance against accidents and injury to Contractor's personnel as per the Contract. |  |  |  |  | P.Sum | A | 800000 | 332000.01
Engineer's Facilities
B.5 | Allow lump sum for constructing, maintaining, dismantling and removal on completion of the Works, a temporary building for Engineer's office with Meeting Room for Engineer's requirements, including necessary furniture and fittings, furnishing, sanitary facilities and other facilities such as computer, printer, table with lockable drawers, 3 chairs, cupboard, display board fixed to wall, facilities to making tea, toilet, water closet, wash basin, pedestal or ceiling fan (Period of 18 months) |  |  |  |  | Item | C | 400000 | 400000
B.6 | Allow lump sum for providing telephone, internet, e-mail and facsimile facilities, electricity and water services for the Engineer's site office for their use in connection with the Works. |  |  |  |  | Item | D | 100000 | 100000
B.7 | Allow lump sum for maintenance, rental, consumption charges for telephone etc and facsimile facilities, electricity and water services Engineer's site office for their use in connection with the Works. |  |  |  |  | Item | E | 90000 | 90000
Contractor's Facilities
0
B.8 | Allow lump sum for constructing, maintaining, dismantling and removal on completion of the Works, a temporary site office of adequate size including staff rest room and toilets and other facilities for the Contractor's site management staff in accordance with the plans prepared by the Contractor and concurred by the Engineer. |  |  |  |  | Item | C | 250000 | 250000
B9 | Allow lump sum for constructing, maintaining, dismantling and removal on completion of the Works, temporary buildings to accommodate the Workmen's rest room, canteen facilities, kitchen, toilet & wash areas, sick first aid room, accomodation for Contractor's staff and workmen including sanitary facilities. |  |  |  |  | Item | C | 150000 | 150000
B10 | Allow lump sum for providing telephone and facsimile facilities, electricity and water services for the Contractor's site office for their use in connection with the Works. |  |  |  |  | Item | D | 100000 | 100000
B11 | Allow lump sum for maintenance, rental, consumption charges etc. for telephone and facsimile facilities, electricity and water services for the Contractor's site office for their use in connection with the Works. |  |  |  |  | Item | E | 180000 | 180000
Construction Management and Supervision
0
B12 | Allow lump sum for employing suitably qualified and experienced technical personnel on full time basis for construction management services at the site. (Attendance, certified by the Engineer's representative shall be attached to interim claims. If the Contractor fails to employ such personnel, the amounts mentioned below table shall be deducted from payments due to Contractor) |  |  |  |  | Item | E | 1620000 | 1620000
| Category | Qualifications & Experience | Min. Monthly Emoluments | Monthly Emoluments* | Min. Monthly Emoluments
| Engineer | B. Sc Civil Engineer with 3 years (min) experience | 90000 |  | 90000
*Contractor is required to price this column
0
B13 | Allow lump sum for employing technical supervisory staff not listed under Item 13 above on full time basis. Listed below are the particulars of staff to be engaged. (Attendance, certified by the Engineer's representative shall be attached to interim claims. If the Contractor fails to employ such personnel, the amounts mentioned below table shall be deducted from payments due to Contractor) |  |  |  |  | Item | E | 720000 | 720000
| Category | Qualifications & Experience | Min. Monthly Emoluments | Monthly Emoluments* | Min. Monthly Emoluments
| Technical officer | NDT (Civil) or equivalent with 08 years (min) experience | 40000 |  | 40000
*Contractor is required to price this column
0
Setting Out
0
B14 | Allow lump sum for setting out of Works in accordance with drawings and other written information given by the Engineer. |  |  |  |  | Item | F | 75000 | 75000
0
Quality, Standards and Progress
0
B15 | Allow lump sum for provision of progress reports including photographic records and other schedules included in the ICTAD publication - Guidelines for Effective Construction Management. (ICTAD/CM/01), relevant to contract administration as directed by the Engineer. |  |  |  |  | Item | E | 135000 | 135000
0
B16 | Allow lump sum for all cost in connection with preparing samples for testing, making arrangements for testing of Materials, Goods etc, as stipulated in the specification, obtaining test reports and submitting the same to the Engineer. |  |  |  |  | Item | E | 150000 | 150000
0
B17 | Allow lump sum for provision of shop drawings, bar schedules etc. for Engineer's approval. |  |  |  |  | Item | E | 180000 | 180000
0
B18 | Allow lump sum for provision of two sets of (hard copies and soft copies) as- built drawings of all services, for Engineer's approval. |  |  |  |  | Item | D | 100000 | 100000
Health, Safety and Environment
B19 | Allow lump sum for providing and maintaining a first aid box and regular supply of medicine, linen etc. |  |  |  |  | Item | E | 90000 | 90000
B20 | Allow lump sum for the following services throughout the period of construction for the Engineer's office, Contractor's site office and worker's rest room and other facilities; |  |  |  |  | Item | E | 180000 | 180000
a. Employing workmen to clean and maintain all areas to be in good, hygienic conditions including toilets, wash areas, kitchen etc.
b. Supplying adequate drinking water, water for washing purposes, soap, detergent, etc. throughout the period of construction.
B21 | Allow lump sum for maintaining the site in a clean and orderly manner at all times and during the entire contract period. |  |  |  |  | Item | E | 450000 | 450000
B22 | Allow lump sum for demobilization, removal of all rubbish & debris and clearing up site on completion, leaving all in good order and handing over. |  |  |  |  | Item | G | 100000 | 100000
Security and Protection
B23 | Allow lump sum for employing an adequate number of security personnel and security systems on full time basis throughout the period of construction, and provide for necessary security lighting and a warning system. |  |  |  |  | Item | E | 1260000 | 1260000
B24 | Allow lump sum for providing and maintaining necessary fencing, hoarding and gates for safeguarding the Works, Materials and Plant, as directed by the Engineer. |  |  |  |  | Item | E | 100000 | 100000
B25 | Allow lump sum for protection of public and private services at site. The Contractor shall take due care to protect, water supply and drainage systems, telephone and overhead/buried electrical cables etc. whose locations are identified and made available to the bidder at the time of bidding, unless earmarked for demolition, during the execution of the Works. The Contractor is to make good any damage due to any cause within his control at his own expenses or pay any cost and charges in connection therewith. |  |  |  |  | Item | D | 100000 | 100000
Services and Facilities
0
B26 | Allow lump sum for supply of water for the Works and paying all charges and other expenses in connection with the supply from water mains or any other alternative method of water supply, storage and reticulation. |  |  |  |  | Item | E | 535000 | 535000
0
B27 | Allow lump sum for supplying temporary electricity for the Works including connection, distribution system for the Works, internal arrangements and all payments to the authorities for consumption. |  |  |  |  | Item | E | 1230000 | 1230000
B28 | Allow lump sum for providing mobile crane/ hoist and other plant for the use of the Works on site (dry hire). |  |  |  |  | Item | E | 300000 | 300000
0
B29 | Allow lump sum for providing small machinery and equipment for the use of the Works at site. |  |  |  |  | Item | E | 100000 | 100000
0
B30 | Allow lump sum for erecting and maintaining scaffolding and/ or self climbing platforms. Such scaffolding etc. shall be removed on completion and all Works disturbed shall be made good |  |  |  |  | Item | E | 1000000 | 1000000
Miscellaneous
B31 | Allow lump sum for providing and maintaining a name board to the specifications and / or as directed by the Engineer. |  |  |  |  | Item | C | 25000 | 25000
B32 | Allow lump sum for excavation for trial pits/ trial trenches as specified or as directed by the Engineer as for locating services etc. and reinstating the ground and making good disturbed work to the satisfaction of the Engineer. |  |  |  |  | Item | F | 15000 | 15000
B33 | Allow for the submission of draft layouts, conduit layouts…etc for Consultant's approval in advance (one set) |  |  |  |  | Item |  | 50000 | 50000
B34 | Allow for submission of shop drawings for Consultant's approval before commencing the installation (03 sets) |  |  |  |  | Item |  | 50000 | 50000
B35 | Allow for submission of as-built drawings on completion of the contract (03 sets) |  |  |  |  | Item |  | 50000 | 50000
B36 | Allow for complete testing and commissioning of all the systems on completion including 2 set of test reports ...etc. |  |  |  |  | Item |  | 100000 | 100000
B - Preliminaries
| Total Carried to Summary | [6 empty] | 12385000 | 13205450.41

## D-Exc
PROPOSED APARTMENT AT NO:05, BULLERS LANE, COLOMBO-07. FOR MRS.J.L.J.PESTONJEE
D - EXCAVATION & EARTHWORK
BILL NO - 02
ITEM NO | DESCRIPTION | QTY | UNIT | RATE (RS.) | AMOUNT (RS.) | RATE (RS.) | AMOUNT (RS.) | RN QTY | AMOUNT (RS.)
D - EXCAVATION & EARTHWORK
| The Bidder is required to visit the site of poposed work before pricing the following items. |  | Note
| Refer Pricing Preambles and Excavation and earth work section of the specification before pricing the following items |  | Note
| Rate shall include for working space allowance to excavations, earthwork support if necessary. |  | Note
Rate shall include for part return fill in ram to excavations.
| Disposal, excavated material off site, as per the instruction by the Engineer. |  | Note
Site Clearing
D1 | Site preparation, clearing the site vegetation. Grubbing up roots, trunks and disposal of un usable materials off site. Rate shall include for removal of trees girth not exceeding 0.5m, removal of any obstruction, except rocks required blasting. | 675 | m² | 65 | 43875 | 62.91 | 42464.25 | 668.04 | 42026.3964
| Ditto but Removal of solid structures and cart away debris | 1 | Item | 40000 | 40000 | 38712 | 38712 |  | 38712
Excavation
D2 | Excavating to reduce level, average depth not exceeding 300mm. Rate shall include for storage of reusable excavated material on site and disposal of un usable material off site to a distance up to 25km. | 101 | m2 | 761 | 76861 | 736.5 | 74386.5 | 667.08 | 491304.42
0
D3 | Bulk Excavation, depth not exceeding 1m reduce level. Rate shall include for excavation and removal of soil and rock, boulders; except rock required blasting. | 1011.05 | m3 | 761 | 769409.05 | 736.5 | 744638.325 | 491.07 | 361673.055
Shoring System
D4 | Shoring System to the vertical sides of excavated raft foundation as per the drawings and specification. | 158.57 | m2 | 4439 | 703892.23 | 4296.06 | 681226.2342 | 210.3 | 903461.418
Filling
Filling with well compacted earth free from vegetation and roots. Surface with suitable compaction method such as ramming, rolling etc. done in layers shall not be more than 300mm to receive consolidated surface as specified.
0
D5 | Filling to excavation, with suitable excavated material. |  | m3 | 596 |  | 576.81 |  | 45 | 25956.45
D6 | Sand filling to between raft beams,Avarage 800mm height,and compacted well | 411.77 | m3 | 5135 | 2114438.95 | 4969.65 | 2046352.7805 | 340.7 | 1693159.755
Surface Treatment
[5 empty] | 0 | 0
D7 | Anti termite treatment "Biflex" or approved equivalent on excavated foundation & compacted soil under floor shall be in accordance with the manufactures specifications by an approved specialist pest control contractor and pest control contractor shall be submit a guarantee for a minimum 10 years from the date of handing over of the project (Re-fill type). | 675 | m² | 166 | 112050 | 160.65 | 108438.75 | 435.87 | 70022.5155
Dewatering
0
D8 | Allow item for cover the cost for disposal of surface water keeping all excavations and other working areas free from rain / ground water and percolating water by pumping or otherwise until completion of works. Contractor shall be paid upon submission of the detail of the cost, incurred. | 1 | Item | 200000 | 200000 | 192404.81 | 192404.81 |  | 28330
D - Excavation and Earth Work
| Total Carried to Summary |  |  |  | 4060526.23 |  | 3928623.6497 |  | 3654646.0099

## F-Con
PROPOSED APARTMENT AT NO:05, BULLERS LANE, COLOMBO-07. FOR MRS.J.L.J.PESTONJEE
F - CONCRETE WORK
BILL NO - 03
| ITEM NO | DESCRIPTION | QTY | UNIT |  | RATE (RS.) | AMOUNT (RS.) | RATE | AMOUNT (RS.) |  |  |  | RN QTY | AMOUNT (RS.)
F - CONCRETE WORK
Rate shall include for :
0 |  | Depositing, handling, hoisting into position, vibrating etc. and making good after removal of formwork etc. |  | Note
0
0 |  | All reinforced concrete shall have minimum 28-days cube crushing strength as follows unless otherwise noted on the drgs.
0 |  | All Concrete for reinforced cast in place construction 250 Kg/sq.cm. |  | Note
0 |  | Blinding and mass concrete 140 Kg/sq.cm. |  | Note
0 |  | At places where plain concrete fill is required, the concrete shall have Minimum 28-days cube crushing strength equal to 140 Kg/sq.cm. |  | Note
0
0 |  | Supplying and laying of gauge 1000 polythene layer on ground, where concrete is in direct contact with the ground, before pouring concrete unless otherwise measured separately. |  | Note
0
0 |  | Reinforcement & Form work paid for separately unless otherwise specified in the item. |  | Note
0
0 |  | All reinforcement except 6mm dia m.s. Bars are to be steel Manufactured by chico, cn or gtb. Anyother product should Be approved by the engineer |  | Note
#REF! |  | CONCRETE WORK
#REF!
#REF! |  | Below Ground Level
#REF!
#REF! |  | Screed Concrete, with Grade 15 concrete, minium aggregate size 20mm, poured into ground.
#REF!
#REF! |  | 50mm thk. Concrete
#REF!
#REF! | F1 | Below Raft Foundation | 674.03 | m² |  | 722 | 486649.66 | 698.75 | 470978.4625 |  |  |  | 686.36 | 479594.05
#REF!
#REF! |  | Reinforced cement concrete Grade 35 in the followings. (Unless otherwise approved by the Engineer the concrete should be Ready-mix concrete)
#REF!
#REF! | F2 | Raft Beams | 210.11 | m³ | 14500 | 16013 | 3364491.43 | 15497.38 | 3256154.5118 |  |  |  | 162 | 2510575.56
#REF!
#REF! | F3 | Raft Slab | 257.48 | m³ | 14500 | 16013 | 4123027.24 | 15497.38 | 3990265.4024 |  |  |  | 329.33 | 5103752.16
#REF!
#REF! | F4 | Lift Well | 19 | m³ |  | 16013 | 304247 | 15497.38 | 294450.22 |  |  |  | 15.86 | 245788.45
#REF!
#REF! |  | Ground Floor Level to First Floor Level
#REF!
#REF! |  | Ready-mixed Reinforced cement concrete Grade 35 in the followings. (Unless otherwise approved by the Engineer the concrete should be Ready-mix concrete)
#REF!
#REF! | F5 | In Column | 59.38 | m³ | #REF! | 16461 | 977454.18 | 15930.96 | 945980.4048 |  |  |  | 60.89 | 970036.15
1 | F6 | In Beams | 66.09 | m³ | #REF! | 16461 | 1087907.49 | 15930.96 | 1052877.1464 |  |  |  | 65.43 | 1042362.71
1 | F7 | In Slabs | 71.83 | m³ |  | 16461 | 1182393.63 | 15930.96 | 1144320.8568 |  |  |  | 69.31 | 1104174.84
1 | F8 | Lift Core | 20 | m³ |  | 16461 | 329220 | 15930.96 | 318619.2 |  |  |  | 20.57 | 327699.85
1 | F9 | Main Stair Case | 5 | m³ |  | 16461 | 82305 | 15930.96 | 79654.8 |  |  |  | 4.5 | 71689.32
1 | F10 | Mezzanine Floor Beams | 4.37 | m³ |  | 16461 | 71934.57 | 15930.96 | 69618.2952 |  |  |  | 4.27 | 68025.2
1 | F11 | Mezzanine Floor Slabs | 4.86 | m³ |  | 16461 | 80000.46 | 15930.96 | 77424.4656 |  |  |  | 6.62 | 105462.96
1 | F12 | Ground Floor Slab | 55.19 | m³ |  | 16461 | 908482.59 | 15930.96 | 879229.6824 |  |  |  | 56.11 | 893886.17
1 | F13 | Mass Concrete Fill | 0.27 | m³ |  | 16461 | 4444.47 | 15930.96 | 4301.3592 |  |  |  | 18 | 286757.28
0 |  | First Floor Level to Second Floor Level
0
0 |  | Ready-mixed Reinforced cement concrete Grade 30 in the followings. (Unless otherwise approved by the Engineer the concrete should be Ready-mix concrete)
0
1 | F14 | In Column | 31.38 | m³ | #REF! | 15919 | 499538.22 | 15406.41 | 483453.1458 |  |  |  | 26.12 | 402415.4292
1 | F15 | In Beams | 38.32 | m³ | #REF! | 15919 | 610016.08 | 15406.41 | 590373.6312 |  |  |  | 42.94 | 661551.2454
1 | F16 | In Slabs | 70.88 | m³ |  | 15919 | 1128338.72 | 15406.41 | 1092006.3408 |  |  |  | 68.78 | 1059652.8798
1 | F17 | In Lift Core | 13 | m³ |  | 15919 | 206947 | 15406.41 | 200283.33 |  |  |  | 10.82 | 166697.3562
1 | F18 | In Main Stair case | 3 | m³ |  | 15919 | 47757 | 15406.41 | 46219.23 |  |  |  | 3 | 46219.23
1 | F19 | Mass Concrete Fill | 0.27 | m³ |  | 15919 | 4298.13 | 15406.41 | 4159.7307 |  |  |  | 18 | 277315.38
1
1 |  | Second Floor Level to Third Floor Level
1
1 |  | Ready-mixed Reinforced cement concrete Grade 30 in the followings. (Unless otherwise approved by the Engineer the concrete should be Ready-mix concrete)
1
2 | F20 | In Column | 23.44 | m³ | #REF! | 15919 | 373141.36 | 15406.41 | 361126.2504 |  |  |  | 19.54 | 301041.2514
1 | F21 | In Beams | 38.32 | m³ | #REF! | 15919 | 610016.08 | 15406.41 | 590373.6312 |  |  |  | 42.94 | 661551.2454
1 | F22 | In Slabs | 70.88 | m³ |  | 15919 | 1128338.72 | 15406.41 | 1092006.3408 |  |  |  | 68.78 | 1059652.8798
1 | F23 | In Lift Core | 13 | m³ |  | 15919 | 206947 | 15406.41 | 200283.33 |  |  |  | 10.82 | 166697.3562
1 | F24 | In Main Stair case | 3 | m³ |  | 15919 | 47757 | 15406.41 | 46219.23 |  |  |  | 3 | 46219.23
1 | F25 | Mass Concrete Fill | 0.27 | m³ |  | 15919 | 4298.13 | 15406.41 | 4159.7307 |  |  |  | 18 | 277315.38
#REF! |  | Third Floor Level to Fourth Floor Level
#REF!
#REF! |  | Ready-mixed Reinforced cement concrete Grade 30 in the followings. (Unless otherwise approved by the Engineer the concrete should be Ready-mix concrete)
#REF!
#REF! | F26 | In Column | 23.44 | m³ | #REF! | 15919 | 373141.36 | 15406.41 | 361126.2504 |  |  |  | 19.54 | 301041.2514
1 | F27 | In Beams | 38.32 | m³ | #REF! | 15919 | 610016.08 | 15406.41 | 590373.6312 |  |  |  | 42.94 | 661551.2454
1 | F28 | In Slabs | 70.88 | m³ |  | 15919 | 1128338.72 | 15406.41 | 1092006.3408 |  |  |  | 68.78 | 1059652.8798
1 | F29 | In Lift Core | 13 | m³ |  | 15919 | 206947 | 15406.41 | 200283.33 |  |  |  | 10.82 | 166697.3562
1 | F30 | In Main Stair case | 3 | m³ |  | 15919 | 47757 | 15406.41 | 46219.23 |  |  |  | 3 | 46219.23
1 | F31 | Mass Concrete Fill | 0.27 | m³ |  | 15919 | 4298.13 | 15406.41 | 4159.7307 |  |  |  | 18 | 277315.38
#REF! |  | Fourth Floor Level to Fifth Floor Level
#REF!
#REF! |  | Ready-mixed Reinforced cement concrete Grade 30 in the followings. (Unless otherwise approved by the Engineer the concrete should be Ready-mix concrete)
#REF!
#REF! | F32 | In Column | 25.57 | m³ | #REF! | 15919 | 407048.83 | 15406.41 | 393941.9037 |  |  |  | 19.54 | 301041.2514
1 | F33 | In Beams | 44.95 | m³ | #REF! | 15919 | 715559.05 | 15406.41 | 692518.1295 |  |  |  | 42.94 | 661551.2454
1 | F34 | In Slabs | 67.82 | m³ |  | 15919 | 1079626.58 | 15406.41 | 1044862.7262 |  |  |  | 68.78 | 1059652.8798
1 | F35 | In Lift Core | 13 | m³ |  | 15919 | 206947 | 15406.41 | 200283.33 |  |  |  | 10.82 | 166697.3562
1 | F36 | In Main Stair case | 3 | m³ |  | 15919 | 47757 | 15406.41 | 46219.23 |  |  |  | 3 | 46219.23
1 | F37 | Mass Concrete Fill | 10.27 | m³ |  | 15919 | 163488.13 | 15406.41 | 158223.8307 |  |  |  | 18 | 277315.38
#REF! |  | Fifth Floor Level to Roof Terrace
#REF!
#REF! |  | Ready-mixed Reinforced cement concrete Grade 30 in the followings. (Unless otherwise approved by the Engineer the concrete should be Ready-mix concrete)
#REF!
#REF! | F38 | In Column | 15.02 | m³ | #REF! | 15919 | 239103.38 | 15406.41 | 231404.2782 |  |  |  | 15.02 | 231404.2782
1 | F39 | In Beams | 39.91 | m³ | #REF! | 15919 | 635327.29 | 15406.41 | 614869.8231 |  |  |  | 39.91 | 614869.8231
1 | F40 | In Slabs | 63.92 | m³ |  | 15919 | 1017542.48 | 15406.41 | 984777.7272 |  |  |  | 63.92 | 984777.7272
1 | F41 | In Lift Core | 13 | m³ |  | 15919 | 206947 | 15406.41 | 200283.33 |  |  |  | 13 | 200283.33
1 | F42 | In Main Stair case | 3 | m³ |  | 15919 | 47757 | 15406.41 | 46219.23 |  |  |  | 3 | 46219.23
0 |  | Roof Terrace Level to Roof Top Level
0
0 |  | Ready-mixed Reinforced cement concrete Grade 30 in the followings. (Unless otherwise approved by the Engineer the concrete should be Ready-mix concrete)
0
1 | F43 | In Column | 3.07 | m³ | #REF! | 15919 | 48871.33 | 15406.41 | 47297.6787 |  |  |  | 3.07 | 47297.6787
1 | F44 | In Beams | 3.44 | m³ | #REF! | 15919 | 54761.36 | 15406.41 | 52998.0504 |  |  |  | 3.44 | 52998.0504
1 | F45 | In Slabs | 3.3 | m³ |  | 15919 | 52532.7 | 15406.41 | 50841.153 |  |  |  | 3.3 | 50841.153
1 | F46 | Plant Troughs | 6.39 | m³ |  | 15919 | 101722.41 | 15406.41 | 98446.9599 |  |  |  | 6.39 | 98446.9599
1 | F47 | Ground beam under Zn/Al Walls | 1.94 | m³ |  | 15919 | 30882.86 | 15406.41 | 29888.4354 |  |  |  | 1.94 | 29888.4354
#REF! |  | FORMWORK
#REF!
#REF! |  | Rate shall include for all necessary boardings, supports, erecting, framing, cutting angles, cleaning, wetting and treatment before placing concrete and removal.
#REF!
#REF! |  | Form work shall be to provide specified finish on concrete surfaces. In all the concrete surfaces in slabs need to be finished neatly for applying painting without any plastering.
#REF!
#REF! |  | Curved surfaces are so described with the radius status.
#REF!
#REF! |  | Basic finish Form Work ( according to ICTAD classification )
#REF!
#REF! |  | Below Ground Level
#REF!
#REF! | F48 | Raft Beams | 445.15 | m² | 1150 | 1450 | 645467.5 | 1403.31 | 624683.4465 |  |  |  | 650.99 | 913540.7769
1 | F49 | Raft Slab | 147.99 | m² | 1150 | 1450 | 214585.5 | 1403.31 | 207675.8469 |  |  |  | 26.66 | 37412.2446
1 | F50 | Lift Well | 67 | m² | 1150 | 1450 | 97150 | 1403.31 | 94021.77 |  |  |  | 52.72 | 73982.5032
0 |  | Ground Floor Level to First Floor Level
0
1 | F51 | In Column | 508.89 | m² |  | 1626 | 827455.14 | 1573.64 | 800809.6596 |  |  |  | 493.33 | 776323.8212
1 | [6 empty] | 0
2 | F52 | In Beams | 502.75 | m² |  | 1626 | 817471.5 | 1573.64 | 791147.51 |  |  |  | 576.79 | 907659.8156
2 | [6 empty] | 0
3 | F53 | In Slabs | 521.2 | m² |  | 1626 | 847471.2 | 1573.64 | 820181.168 |  |  |  | 513.65 | 808300.186
3 | [6 empty] | 0
4 | F54 | Lift Core | 184 | m² |  | 1626 | 299184 | 1573.64 | 289549.76 |  |  |  | 189.22 | 297764.1608
4 | [6 empty] | 0
5 | F55 | Main Stair Case | 40 | m² |  | 1626 | 65040 | 1573.64 | 62945.6 |  |  |  | 35 | 55077.4
5 | [6 empty] | 0
6 | F56 | Mezzanine Floor Beams | 42.79 | m² |  | 1626 | 69576.54 | 1573.64 | 67336.0556 |  |  |  | 40.67 | 63999.9388
6 | [6 empty] | 0
7 | F57 | Mezzanine Floor Slabs | 33.43 | m² |  | 1626 | 54357.18 | 1573.64 | 52606.7852 |  |  |  | 37.85 | 59562.274
0
#REF! |  | First Floor Level to Second Floor Level |  |  |  |  | 0
#REF! | [6 empty] | 0
#REF! | F58 | In Column | 319.54 | m² |  | 1626 | 519572.04 | 1573.64 | 502840.9256 |  |  |  | 267.07 | 420272.0348
#REF! | [6 empty] | 0
#REF! | F59 | In Beams | 324.95 | m² |  | 1626 | 528368.7 | 1573.64 | 511354.318 |  |  |  | 408 | 642045.12
#REF! | [6 empty] | 0
#REF! | F60 | In Slabs | 515.24 | m² |  | 1626 | 837780.24 | 1573.64 | 810802.2736 |  |  |  | 515.24 | 810802.2736
#REF! | [6 empty] | 0
#REF! | F61 | In Lift Core | 113 | m² |  | 1626 | 183738 | 1573.64 | 177821.32 |  |  |  | 101.35 | 159488.414
#REF! | [6 empty] | 0
#REF! | F62 | Main Stair Case | 20 | m² |  | 1626 | 32520 | 1573.64 | 31472.8 |  |  |  | 20 | 31472.8
#REF! | [6 empty] | 0
#REF! |  | Second Floor Level to Third Floor Level |  |  |  |  | 0
#REF! | [6 empty] | 0
#REF! | F63 | In Column | 247.73 | m² |  | 1626 | 402808.98 | 1573.64 | 389837.8372 |  |  |  | 207.81 | 327018.1284
1 | F64 | In Beams | 324.95 | m² |  | 1626 | 528368.7 | 1573.64 | 511354.318 |  |  |  | 408 | 642045.12
1 | F65 | In Slabs | 515.24 | m² |  | 1626 | 837780.24 | 1573.64 | 810802.2736 |  |  |  | 515.24 | 810802.2736
1 | F66 | In Lift Core | 113 | m² |  | 1626 | 183738 | 1573.64 | 177821.32 |  |  |  | 101.35 | 159488.414
1 | F67 | Main Stair Case | 20 | m² |  | 1626 | 32520 | 1573.64 | 31472.8 |  |  |  | 20 | 31472.8
1 | [6 empty] | 0
1 |  | Third Level to Fourth Floor Level |  |  |  |  | 0
1 | [6 empty] | 0
2 | F68 | In Column | 247.73 | m² |  | 1626 | 402808.98 | 1573.64 | 389837.8372 |  |  |  | 207.81 | 327018.1284
1 | F69 | In Beams | 324.95 | m² |  | 1626 | 528368.7 | 1573.64 | 511354.318 |  |  |  | 408 | 642045.12
1 | F70 | In Slabs | 515.24 | m² |  | 1626 | 837780.24 | 1573.64 | 810802.2736 |  |  |  | 515.24 | 810802.2736
1 | F71 | In Lift Core | 113 | m² |  | 1626 | 183738 | 1573.64 | 177821.32 |  |  |  | 101.35 | 159488.414
1 | F72 | Main Stair Case | 20 | m² |  | 1626 | 32520 | 1573.64 | 31472.8 |  |  |  | 20 | 31472.8
1 | [6 empty] | 0
1 | [6 empty] | 0
1 |  | Fourth Level to Fifth Floor Level |  |  |  |  | 0
1 | [6 empty] | 0
2 | F73 | In Column | 270.25 | m² |  | 1626 | 439426.5 | 1573.64 | 425276.21 |  |  |  | 270.25 | 425276.21
2 | [6 empty] | 0
3 | F74 | In Beams | 417.42 | m² |  | 1626 | 678724.92 | 1573.64 | 656868.8088 |  |  |  | 408 | 642045.12
3 | [6 empty] | 0
4 | F75 | In Slabs | 521.54 | m² |  | 1626 | 848024.04 | 1573.64 | 820716.2056 |  |  |  | 521.54 | 820716.2056
4 | [6 empty] | 0
5 | F76 | In Lift Core | 113 | m² |  | 1626 | 183738 | 1573.64 | 177821.32 |  |  |  | 101.35 | 159488.6978
5 | [6 empty] | 0
6 | F77 | Main Stair Case | 20 | m² | #REF! | 1626 | 32520 | 1573.64 | 31472.8 |  |  |  | 20 | 31472.8
6 | [6 empty] | 0
6 |  | Fifth Level to Roof Terrace Level |  |  |  |  | 0
6 | [6 empty] | 0
7 | F78 | In Column | 169.19 | m² |  | 1626 | 275102.94 | 1573.64 | 266244.1516 |  |  |  | 169.19 | 266244.1516
7 | [6 empty] | 0
8 | F79 | In Beams | 368.49 | m² |  | 1626 | 599164.74 | 1573.64 | 579870.6036 |  |  |  | 368.49 | 579870.6036
8 | [6 empty] | 0
9 | F80 | In Slabs | 517.93 | m² |  | 1626 | 842154.18 | 1573.64 | 815035.3652 |  |  |  | 517.93 | 815035.3652
9 | [6 empty] | 0
10 | F81 | In Lift Core | 113 | m² |  | 1626 | 183738 | 1573.64 | 177821.32 |  |  |  | 113 | 177821.32
10 | [6 empty] | 0
11 | F82 | Main Stair Case | 20 | m² |  | 1626 | 32520 | 1573.64 | 31472.8 |  |  |  | 20 | 31472.8
11 | [6 empty] | 0
11 |  | Roof Terrace Level to Roof Top Level |  |  |  |  | 0
11 | [6 empty] | 0
12 | F83 | In Column | 36.14 | m² |  | 1626 | 58763.64 | 1573.64 | 56871.3496 |  |  |  | 36.14 | 56871.3496
1 | F84 | In Beams | 35.15 | m² |  | 1626 | 57153.9 | 1573.64 | 55313.446 |  |  |  | 35.15 | 55313.446
1 | F85 | In Slabs | 22.03 | m² |  | 1626 | 35820.78 | 1573.64 | 34667.2892 |  |  |  | 22.03 | 34667.2892
1 | F86 | Plant Troughs | 127.85 | m² |  | 1626 | 207884.1 | 1573.64 | 201189.874 |  |  |  | 127.85 | 201189.874
1 | F87 | Ground beam under Zn/Al Walls | 25.82 | m² |  | 1626 | 41983.32 | 1573.64 | 40631.3848 |  |  |  | 25.82 | 40631.3848
1
1
1 |  | REINFORCEMENT
1
1 |  | All the reinforcement to be GTB, LANWA or approved equivalent. |  | Note
1 |  | HIGH YEILD STEEL REINFORCEMENT
1 |  | High yield steel reinforcement (to ASTM A615 Grade 60 with minimum yield strength of 420N/mm2)
1
1 |  | Below Lower Ground Level
1
2 | F88 | Raft Beams | 48545.75 | kg | 148 | 135 | 6553676.25 | 130.65 | 6342502.2375 |  |  |  | 49837.4 | 6511256.31
2 | [6 empty] | 0
3 | F89 | Raft Slab | 31846 | kg | 148 | 135 | 4299210 | 130.65 | 4160679.9 |  |  |  | 29486.44 | 3852403.386
3 | [6 empty] | 0
4 | F90 | Lift Well | 2066 | kg |  | 135 | 278910 | 130.65 | 269922.9 |  |  |  | 1520.95 | 198712.1175
0
#REF! |  | Ground Floor Level to First Floor Level |  |  |  |  | 0
#REF! | [6 empty] | 0
#REF! | F91 | In Column | 14560 | kg | 148 | 135 | 1965600 | 130.65 | 1902264 |  |  |  | 22178.99 | 2897685.0435
#REF!
#REF! | F92 | In Beams | 14981.65 | kg | 148 | 135 | 2022522.75 | 130.65 | 1957352.5725 |  |  |  | 17325.24 | 2263542.606
#REF!
#REF! | F93 | In Slabs | 6603.35 | kg | 148 | 135 | 891452.25 | 130.65 | 862727.6775 |  |  |  | 6608.72 | 863429.268
#REF!
#REF! | F94 | Lift Core | 1615 | kg |  | 135 | 218025 | 130.65 | 210999.75 |  |  |  | 1615 | 210999.75
#REF!
#REF! | F95 | Main Stair Case | 342 | kg |  | 135 | 46170 | 130.65 | 44682.3 |  |  |  | 223.12 | 29150.628
#REF!
#REF! | F96 | Mezzanine Floor Beams | 990.62 | kg | 148 | 135 | 133733.7 | 130.65 | 129424.503 |  |  |  | 930.4 | 121556.76
#REF!
#REF! | F97 | Mezzanine Floor Slabs | 446.78 | kg | 148 | 135 | 60315.3 | 130.65 | 58371.807 |  |  |  | 807.93 | 105556.0545
#REF!
#REF! | F98 | Ground Floor Slab | 2277.42 | kg |  | 135 | 307451.7 | 130.65 | 297544.923 |  |  |  | 2477.42 | 323674.923
#REF!
#REF! |  | First Floor Level to Second Floor Level
#REF!
#REF! | F99 | In Column | 7690 | kg | #REF! | 135 | 1038150 | 130.65 | 1004698.5 |  |  |  | 8700 | 1136655
1 | F100 | In Beams | 8686.59 | kg | #REF! | 135 | 1172689.65 | 130.65 | 1134902.9835 |  |  |  | 8686.59 | 1134902.9835
1 | F101 | In Slabs | 6516 | kg | #REF! | 135 | 879660 | 130.65 | 851315.4 |  |  |  | 6608.72 | 863429.268
1 | F102 | In Lift Core | 1019 | kg | #REF! | 135 | 137565 | 130.65 | 133132.35 |  |  |  | 1988.23 | 259762.2495
1 | F103 | Main Stair Case | 152 | kg | #REF! | 135 | 20520 | 130.65 | 19858.8 |  |  |  | 133.43 | 17432.6295
1
1 |  | Second Floor Level to Third Floor Level
1
2 | F104 | In Column | 5373 | kg | #REF! | 135 | 725355 | 130.65 | 701982.45 |  |  |  | 5373 | 701982.45
1 | F105 | In Beams | 8686.59 | kg | #REF! | 135 | 1172689.65 | 130.65 | 1134902.9835 |  |  |  | 8686.59 | 1134902.9835
1 | F106 | In Slabs | 6516 | kg | #REF! | 135 | 879660 | 130.65 | 851315.4 |  |  |  | 6516 | 851315.4
1 | F107 | In Lift Core | 1019 | kg | #REF! | 135 | 137565 | 130.65 | 133132.35 |  |  |  | 1019 | 133132.35
1 | F108 | Main Stair Case | 152 | kg | #REF! | 135 | 20520 | 130.65 | 19858.8 |  |  |  | 133.43 | 17432.6295
#REF! |  | Third Level to Fourth Floor Level
#REF!
#REF! | F109 | In Column | 5373 | kg | #REF! | 135 | 725355 | 130.65 | 701982.45 |  |  |  | 5373 | 701982.45
1 | F110 | In Beams | 8686.59 | kg | #REF! | 135 | 1172689.65 | 130.65 | 1134902.9835 |  |  |  | 8686.59 | 1134902.9835
1 | F111 | In Slabs | 6516 | kg | #REF! | 135 | 879660 | 130.65 | 851315.4 |  |  |  | 6516 | 851315.4
1 | F112 | In Lift Core | 1019 | kg | #REF! | 135 | 137565 | 130.65 | 133132.35 |  |  |  | 1019 | 133132.35
1 | F113 | Main Stair Case | 152 | kg | #REF! | 135 | 20520 | 130.65 | 19858.8 |  |  |  | 133.43 | 17432.6295
1
1 |  | Fourth Level to Fifth Floor Level
1
2 | F114 | In Column | 5855 | kg | #REF! | 135 | 790425 | 130.65 | 764955.75 |  |  |  | 5855 | 764955.75
1 | F115 | In Beams | 10189.51 | kg | #REF! | 135 | 1375583.85 | 130.65 | 1331259.4815 |  |  |  | 8686.59 | 1134902.9835
1 | F116 | In Slabs | 6234.71 | kg | #REF! | 135 | 841685.85 | 130.65 | 814564.8615 |  |  |  | 6516 | 851315.4
1 | F117 | In Lift Core | 1019 | kg | #REF! | 135 | 137565 | 130.65 | 133132.35 |  |  |  | 1019 | 133132.35
1 | F118 | Main Stair Case | 152 | kg | #REF! | 135 | 20520 | 130.65 | 19858.8 |  |  |  | 152 | 19858.8
1
1 |  | Fifth Level to Roof Terrace Level
1
2 | F119 | In Column | 3988 | kg | #REF! | 135 | 538380 | 130.65 | 521032.2 |  |  |  | 3988 | 521032.2
1 | F120 | In Beams | 9047.02 | kg | #REF! | 135 | 1221347.7 | 130.65 | 1181993.163 |  |  |  | 9047.02 | 1181993.163
1 | F121 | In Slabs | 5876.18 | kg | #REF! | 135 | 793284.3 | 130.65 | 767722.917 |  |  |  | 5876.18 | 767722.917
1 | F122 | In Lift Core | 1019 | kg | #REF! | 135 | 137565 | 130.65 | 133132.35 |  |  |  | 1019 | 133132.35
1 | F123 | Main Stair Case | 152 | kg | #REF! | 135 | 20520 | 130.65 | 19858.8 |  |  |  | 152 | 19858.8
1
1 |  | Roof Terrace Level to Roof Top
1
2 | F124 | In Column | 773 | kg | #REF! | 135 | 104355 | 130.65 | 100992.45 |  |  |  | 773 | 100992.45
1 | F125 | In Beams | 779.8 | kg | #REF! | 135 | 105273 | 130.65 | 101880.87 |  |  |  | 779.8 | 101880.87
1 | F126 | In Slabs | 303.37 | kg | #REF! | 135 | 40954.95 | 130.65 | 39635.2905 |  |  |  | 303.37 | 39635.2905
1 | F127 | Ground beam under Zn/Al Walls | 439.77 | kg |  | 135 | 59368.95 | 130.65 | 57455.9505 |  |  |  | 439.77 | 57455.9505
1 | F128 | Plant Troughs | 788.66 | kg |  | 135 | 106469.1 | 130.65 | 103038.429 |  |  |  | 788.66 | 103038.429
1
1
1
1 |  | LINTALS
1
1 |  | 100mm×75mm Lintels with Grade 30 Concrete including 2 nr of T 10 bar and necessary form work as per the detail drawings and specification
1
2 | F129 | From First Floor Level to Second Floor Level | 46.35 | m |  | 962 | 44588.7 | 931.02 | 43152.777 |  |  |  | 46.35 | 43152.777
1 | F130 | From Second Floor Level to Third Floor Level | 46.35 | m |  | 962 | 44588.7 | 931.02 | 43152.777 |  |  |  | 46.35 | 43152.777
1 | F131 | From Third Floor Level to Fourth Floor Level | 46.35 | m |  | 962 | 44588.7 | 931.02 | 43152.777 |  |  |  | 46.35 | 43152.777
1 | F132 | From Fourth Floor Level to Fifth Floor Level | 46.35 | m |  | 962 | 44588.7 | 931.02 | 43152.777 |  |  |  | 46.35 | 43152.777
1 | F133 | From Fifth Floor Level to Roof Terrace Level | 46.2 | m |  | 962 | 44444.4 | 931.02 | 43013.124 |  |  |  | 46.2 | 43013.124
1 | F134 | From Roof Terrace to Above | 1.8 | m |  | 962 | 1731.6 | 931.02 | 1675.836 |  |  |  | 1.8 | 1675.836
1
1 |  | 220mm×75mm Lintels with Grade 35 Concrete including 2 nr of T 10 bar and necessary form work as per the detail drawings and specification.
1
2 | F135 | From Ground floor Level to First Floor Level | 14.48 | m |  | 1495 | 21647.6 | 1446.86 | 20950.5328 |  |  |  | 14.48 | 20950.5328
2
2 |  | 220mm×75mm Lintels with Grade 30 Concrete including 2 nr of T 10 bar and necessary form work as per the detail drawings and specification.
1 | F136 | From First Floor Level to Second Floor Level | 7.1 | m |  | 1495 | 10614.5 | 1446.86 | 10272.706 |  |  |  | 7.1 | 10272.706
1 | F137 | From Second Floor Level to Third Floor Level | 7.1 | m |  | 1495 | 10614.5 | 1446.86 | 10272.706 |  |  |  | 7.1 | 10272.706
1 | F138 | From Third Floor Level to Fourth Floor Level | 7.1 | m |  | 1495 | 10614.5 | 1446.86 | 10272.706 |  |  |  | 7.1 | 10272.706
1 | F139 | From Fourth Floor Level to Fifth Floor Level | 7.1 | m |  | 1495 | 10614.5 | 1446.86 | 10272.706 |  |  |  | 7.1 | 10272.706
1 | F140 | From Fifth Floor Level to Roof Terrace Level | 6.8 | m |  | 1495 | 10166 | 1446.86 | 9838.648 |  |  |  | 6.8 | 9838.648
1 | F141 | From Roof Terrace to Above | 5.4 | m |  | 1495 | 8073 | 1446.86 | 7813.044 |  |  |  | 5.4 | 7813.044
0 |  | 220mm×150mm Lintels with Grade 35 Concrete including 2 nr of T 10 bar and necessary form work as per the detail drawings and specification.
0
1 | F142 | From Ground floor Level to First Floor Level | 2.37 | m |  | 1908 | 4521.96 | 1846.56 | 4376.3472 |  |  |  | 2.37 | 4376.3472
1 | [6 empty] | 0
1 |  | 220mm×150mm Lintels with Grade 30 Concrete including 2 nr of T 10 bar and necessary form work as per the detail drawings and specification. |  |  |  |  | 0
1 | [6 empty] | 0
2 | F143 | From First Floor Level to Second Floor Level | 28.9 | m |  | 1891 | 54649.9 | 1830.11 | 52890.179 |  |  |  | 28.9 | 52890.179
1 | F144 | From Second Floor Level to Third Floor Level | 28.9 | m |  | 1891 | 54649.9 | 1830.11 | 52890.179 |  |  |  | 28.9 | 52890.179
1 | F145 | From Third Floor Level to Fourth Floor Level | 28.9 | m |  | 1891 | 54649.9 | 1830.11 | 52890.179 |  |  |  | 28.9 | 52890.179
1 | F146 | From Fourth Floor Level to Fifth Floor Level | 28.9 | m |  | 1891 | 54649.9 | 1830.11 | 52890.179 |  |  |  | 28.9 | 52890.179
1 | F147 | From Fifth Floor Level to Roof Terrace Level | 17.88 | m |  | 1891 | 33811.08 | 1830.11 | 32722.3668 |  |  |  | 17.88 | 32722.3668
1 | F148 | From Roof Terrace to Above | 6.5 | m |  | 1891 | 12291.5 | 1830.11 | 11895.715 |  |  |  | 6.5 | 11895.715
0 |  | 220mm×220mm Lintels with Grade 35 Concrete including 4 nr of T 10 bar in Top & Bottom with R6 @ 150mm C/C and necessary form work as per the detail drawings and specification.
0
1 | F149 | From Ground floor Level to First Floor Level | 13.66 | m |  | 2642 | 36089.72 | 2556.93 | 34927.6638 |  |  |  | 13.66 | 34927.6638
0 |  | 220mm×220mm Lintels with Grade 30 Concrete including 4 nr of T 10 bar in Top & Bottom with R6 @ 150mm C/C and necessary form work as per the detail drawings and specification.
0 | [6 empty] | 0
1 | F150 | From First Floor Level to Second Floor Level | 8.84 | m |  | 2613 | 23098.92 | 2528.86 | 22355.1224 |  |  |  | 8.84 | 22355.1224
1 | F151 | From Second Floor Level to Third Floor Level | 8.84 | m |  | 2613 | 23098.92 | 2528.86 | 22355.1224 |  |  |  | 8.84 | 22355.1224
1 | F152 | From Third Floor Level to Fourth Floor Level | 8.84 | m |  | 2613 | 23098.92 | 2528.86 | 22355.1224 |  |  |  | 8.84 | 22355.1224
1 | F153 | From Fourth Floor Level to Fifth Floor Level | 8.84 | m |  | 2613 | 23098.92 | 2528.86 | 22355.1224 |  |  |  | 8.84 | 22355.1224
1 | F154 | From Fifth Floor Level to Roof Terrace Level | 15.22 | m |  | 2613 | 39769.86 | 2528.86 | 38489.2492 |  |  |  | 15.22 | 38489.2492
1 | F155 | From Roof Terrace to Above | 24.34 | m |  | 2717 | 66131.78 | 2629.51 | 64002.2734 |  |  |  | 24.34 | 64002.2734
0 |  | 220mm×220mm Lintels with Grade 35 Concrete including 2 nr of T 10 bars in Top, 2nr of T12 bars Bottom with R6 @ 150mm C/C and necessary form work as per the detail drawings and specification.
0 | [6 empty] | 0
1 | F156 | From Ground floor Level to First Floor Level | 14.97 | m |  | 2689 | 40254.33 | 2602.41 | 38958.0777 |  |  |  | 14.97 | 38958.0777
1 | [6 empty] | 0
1 |  | 220mm×220mm Lintels with Grade 30 Concrete including 2 nr of T 10 bars in Top, 2nr of T12 bars Bottom with R6 @ 150mm C/C and necessary form work as per the detail drawings and specification. |  |  |  |  | 0
1 | [6 empty] | 0
2 | F157 | From First Floor Level to Second Floor Level | 58.44 | m |  | 2689 | 157145.16 | 2602.41 | 152084.8404 |  |  |  | 40 | 104096.4
2 | [6 empty] | 0
3 | F158 | From Second Floor Level to Third Floor Level | 58.44 | m |  | 2689 | 157145.16 | 2602.41 | 152084.8404 |  |  |  | 40 | 104096.4
3 | [6 empty] | 0
4 | F159 | From Third Floor Level to Fourth Floor Level | 58.44 | m |  | 2689 | 157145.16 | 2602.41 | 152084.8404 |  |  |  | 40 | 104096.4
4 | [6 empty] | 0
5 | F160 | From Fourth Floor Level to Fifth Floor Level | 58.44 | m |  | 2689 | 157145.16 | 2602.41 | 152084.8404 |  |  |  | 40 | 104096.4
5 | [6 empty] | 0
6 | F161 | From Fifth Floor Level to Roof Terrace Level | 60.54 | m |  | 2689 | 162792.06 | 2602.41 | 157549.9014 |  |  |  | 40 | 104096.4
6 | [6 empty] | 0
7 | F162 | From Roof Terrace to Above | 6.99 | m |  | 2689 | 18796.11 | 2602.41 | 18190.8459 |  |  |  | 6.99 | 18190.8459
#REF! |  | MISCELLANEOUS |  |  |  |  | 0
#REF! | [6 empty] | 0
#REF! |  | Construction of the Vanity top slabs as per the detail drawings and Engineer's specifications in the following locations. (Rate shall include for Re-inforcement and Form work) |  |  |  |  | 0
#REF! | [6 empty] | 0
#REF! | F163 | In First Floor | 2.22 | m³ | #REF! | 54734 | 121509.48 | 52971.57 | 117596.8854 |  |  |  | 3.4 | 180103.338
#REF! | [6 empty] | 0
#REF! | F164 | In Second Floor | 2.22 | m³ | 16850 | 54734 | 121509.48 | 52971.57 | 117596.8854 |  |  |  | 3.4 | 180103.338
#REF!
#REF! | F165 | In Third Floor | 2.22 | m³ | 16850 | 54734 | 121509.48 | 52971.57 | 117596.8854 |  |  |  | 3.4 | 180103.338
#REF!
#REF! | F166 | In Fourth Floor | 2.22 | m³ | 16850 | 54734 | 121509.48 | 52971.57 | 117596.8854 |  |  |  | 3.4 | 180103.338
#REF!
#REF! | F167 | In Fifth Floor | 2.29 | m³ | 16850 | 54734 | 125340.86 | 52971.57 | 121304.8953 |  |  |  | 3.4 | 180103.338
#REF!
#REF! |  | Expantion Joints
#REF!
#REF! | F168 | Expantion Joints as per the Drawing | 1 | Item |  | 567000 | 567000 | 548742.6 | 548742.6 |  |  |  |  | 548742.6
#REF! |  | F - Concrete Work |  |  |  |  | 74853029.39 |  | 72442021.7181 | 0 | 0 | 0 |  | 75265455.2257
#REF! |  | Total Carried to Summary
#REF!
#REF!

## G-Mesonary
PROPOSED APARTMENT AT NO:05, BULLERS LANE, COLOMBO-07. FOR MRS.J.L.J.PESTONJEE
G - MASONARY WORK
BILL NO - 04
| ITEM NO | DESCRIPTION | QTY | UNIT | RATE (RS.) | AMOUNT (RS.) | RATE (RS.) | AMOUNT (RS.) | RN QTY | AMOUNT (RS.)
G - MASONRY WORK
Rate shall include for ;
0 |  | 1) Lifting and handling required materials. |  | Note
0 |  | Extra materil for curved work, all rough and fair cutting, forming rough and fair grooves, throats, mortices, chases, rebates, reaveals and holes, stops,mitres etc.
0
0 |  | 2) Lifting and handling requried labour |  | Note
0 |  | Ranking out joints to form key labours in eaves filling, Labours in returns ends and angles, Centering.
0
0 |  | Brick work and block work are measured on the centre line of the wall. |  | Note
0 |  | No deductions are made for the following; |  | Note
0 |  | Openings or voids ≤ 0.1m2
0 |  | strings, sills, lintels, corbles and the like of one brick or block work |  | Note
0 |  | Curved work is described with radious stated. |  | Note
0 |  | providing concrete stiffners for 112.5mm walls exceeding 2m in height and 3m in length (under braced by anothercross wall) size of vertical stiffners to be 112.5mm x 100mm, R/F with 2T-10 and to size of horizontal pad to be 112.5 x 40mm R/F with 2R-6. |  | Note
0
0 |  | Where masonry walls abut concrete lintels, beams, columns and walls provide suitable size galvanized anchors (inserts in the concrete elements) at 600mm max. spacing and provide 200mm wide strip of galvanished metal lath weighing 2kg/m2 in plaster or tile/marble morter, on both sides of the wall. |  | Note
0
0 |  | providing lateral supports in horizontal and vertical directions as per the detail drawings. |  | Note
0
0 |  | Brick wall, vertical, solid with 1st class burnt brick, beded in 1:5 cement & sand mortar as per the drawing and specification in the following.
0
0 |  | 225mm Brick Walls
0
1 | G1 | From Ground floor Level to First Floor Level | 357.33 | m² | 2852 | 1019105.16 | 2760.17 | 986291.5461 | 372.33 | 1027694.0961
1 | [5 empty] | 0
2 | G2 | From First Floor Level to Second Floor Level | 393.43 | m² | 2852 | 1122062.36 | 2760.17 | 1085933.6831 | 393.43 | 1085933.6831
2 | [5 empty] | 0
3 | G3 | From Second Floor Level to Third Floor Level | 393.43 | m² | 2852 | 1122062.36 | 2760.17 | 1085933.6831 | 393.43 | 1085933.6831
3 | [5 empty] | 0
4 | G4 | From Third Floor Level to Fourth Floor Level | 393.43 | m² | 2852 | 1122062.36 | 2760.17 | 1085933.6831 | 393.43 | 1085933.6831
4 | [5 empty] | 0
5 | G5 | From Fourth Floor Level to Fifth Floor Level | 393.43 | m² | 2852 | 1122062.36 | 2760.17 | 1085933.6831 | 393.43 | 1085933.6831
5 | [5 empty] | 0
6 | G6 | From Fifth Floor Level to Sixth Floor Level | 346.1 | m² | 2852 | 987077.2 | 2760.17 | 955294.837 | 393.43 | 1085933.6831
6 | [5 empty] | 0
7 | G7 | From Sixth Floor Level to Above | 165.88 | m² | 2852 | 473089.76 | 2760.17 | 457856.9996 | 165.88 | 457856.9996
7 | [5 empty] | 0
8 | G8 | Boundary Wall | 290.7 | m² | 2852 | 829076.4 | 2760.17 | 802381.419 | 290.7 | 802381.419
8 | [5 empty] | 0
8 |  | 112.5mm Brick Walls |  |  |  | 0
8 | [5 empty] | 0
9 | G9 | From Ground floor Level to First Floor Level | 99.78 | m² | 2075 | 207043.5 | 2008.19 | 200377.1982 | 99.78 | 200377.1982
9 | [5 empty] | 0
10 | G10 | From First Floor Level to Second Floor Level | 449.67 | m² | 2075 | 933065.25 | 2008.19 | 903022.7973 | 440 | 883603.6
10 | [5 empty] | 0
11 | G11 | From Second Floor Level to Third Floor Level | 449.67 | m² | 2075 | 933065.25 | 2008.19 | 903022.7973 | 440 | 883603.6
11 | [5 empty] | 0
12 | G12 | From Third Floor Level to Fourth Floor Level | 449.67 | m² | 2075 | 933065.25 | 2008.19 | 903022.7973 | 440 | 883603.6
12 | [5 empty] | 0
13 | G13 | From Fourth Floor Level to Fifth Floor Level | 449.67 | m² | 2075 | 933065.25 | 2008.19 | 903022.7973 | 440 | 883603.6
13 | [5 empty] | 0
14 | G14 | From Fifth Floor Level to Sixth Floor Level | 484.49 | m² | 2075 | 1005316.75 | 2008.19 | 972947.9731 | 440 | 883603.6
14 | [5 empty] | 0
15 | G15 | From Sixth Floor Level to Above | 69.68 | m² | 2075 | 144586 | 2008.19 | 139930.6792 | 69.68 | 139930.6792
15 | [5 empty] | 0
16 | G16 | Boundary Wall | 6.78 | m² | 2075 | 14068.5 | 2008.19 | 13615.5282 | 6.78 | 13615.5282
16
16 |  | Block Wall
16
16 |  | 100mm thk Block Work , beded in 1:5 cement & sand mortar as per the drawing and specification in the following.
#REF! | G17 | In Ground Floor | 158.57 | m² | 2075 | 329032.75 | 2008.19 | 318438.6883 | 0 | 0
#REF!
#REF! |  | G - Masonary Work
#REF! |  | Total Carried to Summary |  |  |  | 13228906.46 |  | 12802960.7903 |  | 12489542.3358

## H-Waterproof
PROPOSED APARTMENT AT NO:05, BULLERS LANE, COLOMBO-07. FOR MRS.J.L.J.PESTONJEE
H - WATERPROOFING
BILL NO - 05
| ITEM NO | DESCRIPTION | QTY | UNIT |  | RATE (RS.) | AMOUNT (RS.) | DISCOUNT RATE (RS.) | DISCOUNT AMOUNT (RS.) | RN QTY | AMOUNT (RS.)
H - WATERPROOFING
0 |  | Unless otherwise specified Rate shall include for ;
0
0 |  | Apply PVC waterproofing with geotextile, protection board and shall be detailed as on other places and as per the recommendations of the manufacturer on all vertical and horizontal surfaces (for all rafts or walls and floors of basement, pits etc. and under landscaped areas). |  | Note
0
0 |  | Cutting to line, notching, bending and extra material for lapping. |  | Note
0
0 |  | Working into recessed duct covers, shaped inserts, outlet pipes and the like. |  | Note
0
0 |  | Work to falls and crossfalls.
0
0 |  | Work shall be strictly in accordance with the manufacturer's specification. |  | Note
0
0 |  | Contractor shall submit a 10 years warranty for water proofing work, calculated from the date of completion in respect of workmenship and material. |  | Note
0
0 |  | Waterproofing in toilets / changing rooms floors & walls up to 2.1m height with Brushed Applied waterproofing compound or approved equivalent from a reputed supplier, all as per the manufacture's specification & to the Engineer's approval in the following.
0
1 | H1 | From Ground floor Level to First Floor Level | 21.83 | m² | 1356 | 1843 | 40232.69 | 1783.66 | 38937.2978 | 21.83 | 38937.2978
1 | [6 empty] | 0
2 | H2 | From First Floor Level to Second Floor Level | 278.76 | m² | 1356 | 1843 | 513754.68 | 1783.66 | 497213.0616 | 278.76 | 497213.0616
2 | [6 empty] | 0
3 | H3 | From Second Floor Level to Third Floor Level | 278.76 | m² | 1356 | 1843 | 513754.68 | 1783.66 | 497213.0616 | 278.76 | 497213.0616
3 | [6 empty] | 0
4 | H4 | From Third Floor Level to Fourth Floor Level | 278.76 | m² | 1356 | 1843 | 513754.68 | 1783.66 | 497213.0616 | 278.76 | 497213.0616
4 | [6 empty] | 0
5 | H5 | From Fourth Floor Level to Fifth Floor Level | 278.76 | m² | 1356 | 1843 | 513754.68 | 1783.66 | 497213.0616 | 278.76 | 497213.0616
5 | [6 empty] | 0
6 | H6 | From Fifth Floor Level to Roof Terrace | 271.77 | m² | 1356 | 1843 | 500872.11 | 1783.66 | 484745.2782 | 278.76 | 497213.0616
6 | [6 empty] | 0
6 |  | Supply and laying of Water proofing layer ( water proofing type to be approved by the Architect before application), including Thermal Insulating layer, Leveling screed with thermal insiulation. all as per the manufacturer's specification and to the Engineer's approval in the following. Rate shall be include for necessary heat insulations. |  |  |  |  | 0
6 | [6 empty] | 0
7 | H7 | Roof Terrace Area | 244.61 | m² | 2850 | 5968 | 1459832.48 | 5775.83 | 1412825.7763 | 244.61 | 1412825.7763
7 | [6 empty] | 0
7 |  | Supply and laying of Water proofing layer ( water proofing type to be approved by the Architect before application), including Thermal Insulating layer, Leveling screed with thermal insiulation. all as per the manufacturer's specification and to the Engineer's approval in the following. Rate shall be include for necessary heat insulations. |  |  |  |  | 0
7 | [6 empty] | 0
8 | H8 | Roof Top | 23.47 | m² | 2850 | 5968 | 140068.96 | 5775.83 | 135558.7301 | 23.47 | 135558.7301
8 | [6 empty] | 0
8 |  | Supply and laying of waterproofing for the Balcony areas with brushed aplied waterproofing compound or approved equivalent from a reputed supplier,including protective screed, all as per the manufacturer's specification and to the Engineer's approval in the following. Rate shall be include for necessary heat insulations. |  |  |  |  | 0
8 | [6 empty] | 0
9 | H9 | From First Floor Level to Second Floor Level | 73.04 | m² | 1356 | 1820 | 132932.8 | 1761.4 | 128652.656 | 79.98 | 140876.772
9 | [6 empty] | 0
10 | H10 | From Second Floor Level to Third Floor Level | 73.04 | m² | 1356 | 1820 | 132932.8 | 1761.4 | 128652.656 | 79.98 | 140876.772
10 | [6 empty] | 0
11 | H11 | From Third Floor Level to Fourth Floor Level | 73.04 | m² | 1356 | 1820 | 132932.8 | 1761.4 | 128652.656 | 79.98 | 140876.772
11 | [6 empty] | 0
12 | H12 | From Fourth Floor Level to Fifth Floor Level | 73.04 | m² | 1356 | 1820 | 132932.8 | 1761.4 | 128652.656 | 79.98 | 140876.772
12 | [6 empty] | 0
13 | H13 | From Fifth Floor Level to Roof Terrace | 77.56 | m² | 1356 | 1820 | 141159.2 | 1761.4 | 136614.184 | 79.98 | 140876.772
13 | [6 empty] | 0
13 |  | Supply and laying of waterproofing layer with leveling screed for Plant Trough areas with Geo cloth at bottom from a reputed supplier, all as per the manufacturer's specification and to the Engineer's approval in the following. Rate shall be include for necessary heat insulations. |  |  |  |  | 0
13 | [6 empty] | 0
14 | H14 | In Ground Floor | 22.21 | m² |  | 1827 | 40577.67 | 1768.17 | 39271.0557 | 22.21 | 39271.0557
14 | [6 empty] | 0
15 | H15 | In Roof Terrace | 119.86 | m² |  | 1827 | 218984.22 | 1768.17 | 211932.8562 | 119.86 | 211932.8562
15 | [6 empty] | 0
15 |  | Supply and laying of waterproofing layer for water tank wall areas from a reputed supplier, all as per the manufacturer's specification and to the Engineer's approval in the following. Rate shall be include for necessary heat insulations. |  |  |  |  | 0
15 | [6 empty] | 0
16 | H16 | In Roof Top | 46.26 | m² |  | 1827 | 84517.02 | 1768.17 | 81795.5442 | 46.26 | 81795.5442
16 | [6 empty] | 0
16 |  | Supply and laying of 4mm thk waterproofing membrane with 16mm thk Protective Screed for Under & sides of Raft slab with other accessories from a reputed supplier, all as per the manufacturer's specification and to the Engineer's approval in the following. Rate shall be include for necessary heat insulations. |  |  |  |  | 0
16 | [6 empty] | 0
17 | H17 | In Ground Floor | 810.2 | m² |  | 3169 | 2567523.8 | 3066.96 | 2484850.992 | 0 | 0
17 | [6 empty] | 0
17 |  | Application of approved type of waterproofing for internal surfaces of sump and rainwater havesting tanks with other accessories from a reputed supplier, all as per the manufacturer's specification and to the Engineer's approval in the following. Rate shall be include for necessary heat insulations. |  |  |  |  | 0
17 | [6 empty] | 0
18 | H18 | In Ground Floor | 112 | m² |  | 2717 | 304304 | 2629.51 | 294505.12 | 170.43 | 448147.3893
#REF!
#REF! |  | H - Waterproofing
#REF! |  | Total Carried to Summary |  |  |  |  | 8084822.07 |  | 7824499.7049 |  | 5558917.8176

## J-Stru Work
PROPOSED APARTMENT AT NO:05, BULLERS LANE, COLOMBO-07. FOR MRS.J.L.J.PESTONJEE
J - STRUCTURAL METAL WORK
BILL NO - 06
ITEM NO | DESCRIPTION | QTY | UNIT |  | RATE (RS.) | AMOUNT (RS.) | DISCOUNT RATE (RS.) | DISCOUNT AMOUNT (RS.) | QTY | AMOUNT (RS.)
J - STRUCTURAL METAL WORK
| All workmanships and materials shall be in accordance with BS5950. |  | Note
| All structural steel work shall be of the grade 43. |  | Note
| Steel work must be painted with two coats of two coats of approved anticorrosive paint and one coat of approved colour enamel paint. |  | Note
| All M.S plates to be 6mm thick unless otherwise specified. |  | Note
| The bid unit prices for all the items shall include the cost of all necessary base plate, nut & washers etc. and fabricating, hoisting, placing in position and cleaning of the exposed metal surfaces and the application surface treatments, application of localized protective coating to approved quality. |  | Note
| Rate shall include for all the necessary nuts, bolts, washers and any other accessories required to complete the work as per the detail drawing. |  | Note
J1 | Fabricating and erecting,900mm width Steel Stair Case including Steel "C" Sections,G.I.12mm PIPE (Specified by structural engineer),Steel Plates and other accessories as per the detail drawings and specification . | 4.66 | m | 1470 | 28704 | 133760.64 | 27779.7312 | 129453.5474 | 0 | 0
J - Structural Metal Work
| Total Carried to Summary |  |  |  |  | 133760.64 |  | 129453.5474 |  | 0

## Q-Plumbing
PROPOSED APARTMENT AT NO:05, BULLERS LANE, COLOMBO-07. FOR MRS.J.L.J.PESTONJEE
Q - PLUMBING SYSTEM
BILL NO - 10
| ITEM NO | DESCRIPTION | QTY | UNIT | RATE | AMOUNT | DISCOUNT RATE (RS.) | DISCOUNT AMOUNT (RS.) | RN QTY | AMOUNT
0 |  | Q - PLUMBING SYSTEM
0
0 |  | The contractor is requested to refer GENERAL PREAMBLE NOTES, DRAWINGS & SPECIFICATIONS, prior to pricing these items. |  | Note
0
0
0
0 |  | Cold water System Piping
0
1 | Q1 | 20mm Dia. uPVC pipe - type 1000 | 610 | Lm | 303 | 184830 | 293.24 | 178876.4 | 350 | 102634
1
2 | Q2 | 25mm Dia. uPVC pipe - type 1000 | 291 | Lm | 396 | 115236 | 383.25 | 111525.75 | 275 | 105393.75
2
3 | Q3 | 32mm Dia. uPVC pipe - type 1000 | 330 | Lm | 466 | 153780 | 450.99 | 148826.7 | 290 | 130787.1
3
4 | Q4 | 40mm Dia. uPVC pipe - type 1000 | 228 | Lm | 641 | 146148 | 620.36 | 141442.08 | 228 | 141442.08
4
5 | Q5 | 50mm Dia. uPVC pipe - type 1000 | 60 | Lm | 769 | 46140 | 744.24 | 44654.4 | 52 | 38700.48
5
6 | Q6 | 63mm Dia. uPVC pipe - type 1000 | 42 | Lm | 1153 | 48426 | 1115.87 | 46866.54 | 42 | 46866.54
6
7 | Q7 | 75mm Dia. uPVC pipe - type 1000 | 12 | Lm | 2120 | 25440 | 2051.74 | 24620.88 | 12 | 24620.88
7
8 | Q8 | 90mm Dia. uPVC pipe - type 1000 | 6 | Lm | 2610 | 15660 | 2525.96 | 15155.76 | 6 | 15155.76
8
8 |  | Cold Water System Valves
8
9 | Q9 | 20mm Dia. brass/ bronze gate valve(PN10) | 27 | nr. | 1957 | 52839 | 1893.98 | 51137.46 | 0 | 0
9
10 | Q10 | 25mm Dia. brass/ bronze gate valve(PN10) | 36 | nr. | 2353 | 84708 | 2277.23 | 81980.28 | 40 | 91089.2
10
11 | Q11 | 32mm Dia. brass/ bronze gate valve(PN10) | 15 | nr | 2610 | 39150 | 2525.96 | 37889.4 | 15 | 37889.4
11
12 | Q12 | 40mm Dia. brass/ bronze gate valve (PN10) | 38 | nr. | 3961 | 150518 | 3833.46 | 145671.48 | 40 | 153338.4
12
13 | Q13 | 50mm Dia. brass/ bronze gate valve(PN10) | 4 | nr. | 6757 | 27028 | 6539.42 | 26157.68 | 4 | 26157.68
13
14 | Q14 | 63mm Dia. brass/ bronze gate valve(PN10) | 2 | nr. | 9786 | 19572 | 9470.89 | 18941.78 | 2 | 18941.78
14
15 | Q15 | 75mm Dia. brass/ bronze gate valve (PN10) | 1 | nr. | 11417 | 11417 | 11049.37 | 11049.37 | 1 | 11049.37
15
16 | Q16 | 90mm Dia. brass/ bronze gate valve (PN10) | 1 | nr. | 17242 | 17242 | 16686.81 | 16686.81 | 1 | 16686.81
16
16 |  | Water meters
16
17 | Q17 | 40mm Dia. brass/ bronze water meters | 5 | nr. | 21669 | 108345 | 20971.26 | 104856.3 | 5 | 104856.3
17
18 | Q18 | 50mm Dia. brass/ bronze water meters | 15 | nr. | 33785 | 506775 | 32697.12 | 490456.8 | 15 | 490456.8
18
18 |  | Under ground Water Sump (95,000Litre)
19 | Q19 | Allow for providing pipe sleeves for all services, float switches ball valves, provisions for electrical controllings, manhole covers with,rubber beaing,vent pipe including cowls, approved sealed materials for holes …... Etc., all the items required to complete the job and coordination of the work during the construction of the sump.(Actual construction of the sump is covered in the main civil BoQ.) | 1 | Item | 37280 | 37280 | 36079.58 | 36079.58 | 1 | 36079.58
19
19 |  | OVERHEAD WATER TANK -(total capacity =15000lts)
19
20 | Q20 | Allow for providing GRP/FRP tanks with pipes, pipe sleeves for all services, float switches ball valves, provisions for electrical controllings, manhole covers with,rubber beaing,vent pipe including cowls, approved sealed materials for holes …... Etc., all the items required to complete the job and coordination of the work during the construction | 1 | Item | 1980500 | 1980500 | 1916727.9 | 1916727.9 | 1 | 1916727.9
20
20 |  | Water transfer Pump
20
21 | Q21 | Supply and installation of centrifugal type(food grade)water supply transfer pumps(1 duty + 1 standby) of capacity 4Lt/s at a total head of 35 m including foot valves, strainers,non return valves, gate valves, pipe headers, brackets, suction piping , test line, float switches control panel, plingths,with all the safety devices such as MCCBs, ELCBs, dry run protection, automatic pump change over operation, phase failure relays, overload protection…etc. related wiring and all the other accessories required to complete the job. | 1 | set | 662885 | 662885 | 641540.1 | 641540.1 | 1 | 641540.1
21
21 |  | Booster Pumps
21
22 | Q22 | Supplying and installation of booster pump set (duty & standby) food grade "Grundfos",KSB or an equivalent for pressurizing water for the apartments as shown, each capable of delivering 1.5 lts./sec. at 1.5m total head, each comprising centrifugal pumps driven by VSD through pressure signal from vessel/line as appropriate,pump mounted on steel base frame, foot valves with strainers on suction lines, all valves as specified on both delivery & suction line. Pump controls shall be for automatic operation with auto - change over and manual override for sequential operation between the two pumps and on/off switches with electrodes or "pear" type float controls in sump as per specification. Rate shall also include for all fittings, specials, supports, brackets, anchors etc.,. and pressure gauges.The motor shall operate from 3 - phase 400V, 50 Hz supply.Pump control panel shall have all the protective devices such as MCCBs, ELCBs phase failure relay, overload relay, dry run protection.... etc., & accessories, all as specified & shown on drawings | 1 | set | 832975 | 832975 | 806153.21 | 806153.21 | 1 | 806153.21
22 | [5 empty] | 0
22 |  | Sewer and Waste Water Drainage system
22
22 |  | Waste Piping
23 | Q23 | 40mm Dia. uPVC pipe - type 600 | 173 | Lm | 524 | 90652 | 507.13 | 87733.49 | 50 | 25356.5
23
24 | Q24 | 50mm Dia. uPVC pipe - type 600 | 155 | Lm | 641 | 99355 | 620.36 | 96155.8 | 125 | 77545
24
25 | Q25 | 63mm Dia. uPVC pipe - type 600 | 510 | Lm | 920 | 469200 | 890.38 | 454093.8 | 450 | 400671
25
26 | Q26 | 75mm Dia. uPVC pipe - type 600 | 95 | Lm | 1724 | 163780 | 1668.49 | 158506.55 | 90 | 150164.1
26
27 | Q27 | 90mm Dia. uPVC pipe - type 600 | 12 | Lm | 2283 | 27396 | 2209.49 | 26513.88 | 12 | 26513.88
27
27 |  | Sewer Piping
28 | Q28 | 110mm Dia. uPVC pipe - type 600 | 364 | Lm | 3146 | 1145144 | 3044.7 | 1108270.8 | 400 | 1217880
28
29 | Q29 | 160mm Dia. uPVC pipe - type 600 | 3 | Lm | 3728 | 11184 | 3607.96 | 10823.88 | 3 | 10823.88
29
29 |  | Vent Piping(shall include vent cowls at the top)
30 | Q30 | 40mm Dia. uPVC pipe - type 600 | 176 | Lm | 524 | 92224 | 507.13 | 89254.88 | 150 | 76069.5
30 | [7 empty] | 0
31 | Q31 | 50mm Dia. uPVC pipe - type 600 | 176 | Lm | 641 | 112816 | 620.36 | 109183.36 | 150 | 93054
31
31 |  | Manholes-Sewer(Depth less than or equal 0.8m)
31
32 | Q32 | Reinforced Concrete Manhole(600X600)mm, with Invert level and Ground level as shown on drawings including double seal cast iron cover, 100mm concrete base slab, 100mm concrete wall,with smooth plaster finish in cement and sand ( 1:3) on internal walls. Rate shall include for all the necessary excavation, back filling and forming channels and benching to required gradient, all as per relevant detailed drawings and specifications. | 6 | nr. | 48348 | 290088 | 46791.19 | 280747.14 | 6 | 280747.14
32
32
32
32
32
32
32
32
32
32
32 |  | Manholes-Waste Invert (Depth less than or equal 0.8m)
32
33 | Q33 | RC Manhole(450X450)mm, with Invert level and Ground level as shown on drawings including double seal cast iron cover, 100mm concrete base slab, 100mm concrete wall,with smooth plaster finish in cement and sand ( 1:3) on internal walls. Rate shall include for all the necessary excavation, back filling and related works to maintain the water seal, all as per relevant detailed drawings and specifications. | 3 | nr. | 3612 | 10836 | 3495.69 | 10487.07 | 4 | 13982.76
33
33 |  | Grease trap
34 | Q34 | Construction of RC grease trap, with IL and CL as shown on drawings including cast iron cover,S/S mesh basket with lifting arrangement and all necessary 100mm concrete base slab, Internally smooth plaster finish in cement and sand (1:3) on internal walls. Rate shall include for all the necessary excavation, back filling and forming channels and benching to required gradient, all as per relevant detailed drawings and specifications.(Refer Grease trap detail before pricing) | 1 | nr. | 398430 | 398430 | 385600.55 | 385600.55 | 1 | 385600.55
34
34
34
34 |  | Sanitary Fittings
34 |  | All the sanitary filltings & fixtures supplied and installed under this contract shall be of Rocell/Hans Grohe/American Standard or equivalent to the complete satisfaction of the Engineer. |  | Note
34
34 |  | Supplying and installation of ceramic wash basin (vanity type) complete with brackets, chromium plated tap, waste outlet, waste plug, chromium plated chain, chromium plated bottle trap, flexible hose and angle valve inclusive of all the connections. (PC sum -10429.68)
34
35 | Q35 | Supply | 66 | nr. | 30057 | 1983762 | 29089.16 | 1919884.56 | 67 | 1948973.72
36 | Q36 | Installation | 66 | nr. | 2913 | 192258 | 2819.2 | 186067.2 | 67 | 188886.4
36
36 |  | Supply and installation of ceramic, floor mounted type water closet complete with 'S or P' (accordingly) traps and cistern of approved make and inclusive of flexible hose & all connections and accessories to the working order.(PC sum for water closet - 48,823.91)
37 | Q37 | Supply | 51 | nr. | 59881 | 3053931 | 57952.83 | 2955594.33 | 52 | 3013547.16
38 | Q38 | Installation | 51 | nr. | 3495 | 178245 | 3382.46 | 172505.46 | 52 | 175887.92
38
38 |  | Supply and installation of bidet spray with angle valves(PC sum for bidet & angle valve- 3594.15)
39 | Q39 | Supply | 51 | nr. | 4660 | 237660 | 4509.95 | 230007.45 | 52 | 234517.4
40 | Q40 | Installation | 51 | nr. | 583 | 29733 | 564.23 | 28775.73 | 52 | 29339.96
40
40 |  | Chrome plated soap Tray fixed to the wall
41 | Q41 | Supply | 101 | nr. | 2447 | 247147 | 2368.21 | 239189.21 | 102 | 241557.42
42 | Q42 | Installation | 101 | nr. | 408 | 41208 | 394.86 | 39880.86 | 102 | 40275.72
42
42 |  | Supply and installation of shower of approved make including shower head, concealed valves mixers, traps and accessories, all complete to the satisfaction of the Architect/Consultant (PC sum for shower head - 32,309.45 & PC for Concealed valve mixture - 13,853.81)
42
43 | Q43 | Supply | 51 | nr. | 53823 | 2744973 | 52089.9 | 2656584.9 | 52 | 2708674.8
44 | Q44 | Installation | 51 | nr. | 4078 | 207978 | 3946.69 | 201281.19 | 52 | 205227.88
#REF! |  | (600X600)mm mirror with 4 hole nails ,silver cap
#REF! |  | screwed fixed to wall with back board.
#REF!
#REF! | Q45 | Supply | 51 | nr. | 5942 | 303042 | 5750.67 | 293284.17 | 52 | 299034.84
#REF! | Q46 | Installation | 51 | nr. | 699 | 35649 | 676.49 | 34500.99 | 52 | 35177.48
#REF!
#REF! |  | Supply and fixing of stainless steel towel rail, 2' length with brackets and fixing material (PC sum - 3424.66)
#REF!
#REF! | Q47 | Supply | 51 | nr. | 4019 | 204969 | 3889.59 | 198369.09 | 52 | 202258.68
#REF! | Q48 | Installation | 51 | nr. | 408 | 20808 | 394.86 | 20137.86 | 52 | 20532.72
#REF!
#REF! |  | Supply and installation of stainless steel robe hooks (PC sum - 1270.93)
#REF!
#REF! | Q49 | Supply | 51 | nr. | 1515 | 77265 | 1466.22 | 74777.22 | 52 | 76243.44
#REF! | Q50 | Installation | 51 | nr. | 408 | 20808 | 394.86 | 20137.86 | 52 | 20532.72
#REF!
#REF! |  | Supply and installation of uPVC trapped floor gulley, 150 x 150mm stainless steel cover flushed with floor level, inclusive of necessary water proofing work including material.
#REF!
#REF! | Q51 | Supply | 107 | nr. | 2388 | 255516 | 2311.11 | 247288.77 | 108 | 249599.88
#REF! | Q52 | Installation | 107 | nr. | 699 | 74793 | 676.49 | 72384.43 | 108 | 73060.92
#REF!
#REF! |  | Supply and installation of stainless steel single bowl kitchen sink complete with brackets, stainless steel mixture or normal tap, waste outlet, waste plug, chromium plated chain, chromium plated bottle trap, flexible hose and angle valve inclusive of all the connections as per drawing and specifications.
#REF! | Q53 | Supply | 19 | nr. | 30174 | 573306 | 29202.4 | 554845.6 | 20 | 584048
#REF! | Q54 | Installation | 19 | nr. | 3495 | 66405 | 3382.46 | 64266.74 | 20 | 67649.2
#REF!
#REF!
#REF!
#REF!
#REF!
#REF!
#REF!
#REF! |  | Storm Water
#REF! |  | Supplying and installation of uPVC type 600 down pipes with necessary GI brackets as per drawings & specification.
#REF! |  |  |  | Note
#REF! | Q55 | 63mm Dia. uPVC pipe - type 600 | 40 | Lm | 920 | 36800 | 890.38 | 35615.2 | 50 | 44519
#REF!
#REF! | Q56 | 110mm Dia. uPVC pipe - type 600 | 440 | Lm | 3146 | 1384240 | 3044.7 | 1339668 | 440 | 1339668
#REF!
#REF! | Q57 | 110mm Dia. uPVC pipe - type 600 under ground installation | 50 | Lm | 3146 | 157300 | 3044.7 | 152235 | 6 | 18268.2
#REF!
#REF! | Q58 | 160mm Dia. uPVC pipe - type 600 under ground installation | 50 | Lm | 3728 | 186400 | 3607.96 | 180398 | 50 | 180398
#REF!
#REF! | Q59 | 225mm Dia. Hume pipe - Under ground installation | 6 | Lm | 3961 | 23766 | 3833.46 | 23000.76 | 6 | 23000.76
#REF!
#REF! | Q60 | 150mm X 150mm square PVC/ABS balcony outlet | 39 | nr. | 4427 | 172653 | 4284.45 | 167093.55 | 94 | 402738.3
#REF!
#REF! | Q61 | 200mm X 200mm square ( 220 dia) PVC/ABS roof outlet | 11 | nr. | 5709 | 62799 | 5525.17 | 60776.87 | 15 | 82877.55
#REF!
#REF! | Q62 | 200mm X 150mm square (3") PVC/ABS Side outlet | 45 | nr. | 5196 | 233820 | 5028.69 | 226291.05 | 15 | 75430.35
#REF!
#REF! | Q63 | Construction of 600 x 600mm RCC (grade 25) storm water manhole with medium duty cast iron grating to BS EN 124 class C250, depth not exceeding 1.0m, all as specified. | 8 | nr. | 4835 | 38680 | 4679.31 | 37434.48 | 2 | 9358.62
#REF!
#REF! | Q64 | Construction of 800 x 800mm RCC (grade 25) storm water manhole with medium duty cast iron grating to BS EN 124 class C250, depth not exceeding 1.0m, all as specified. | 1 | nr. | 68269 | 68269 | 66070.74 | 66070.74 | 1 | 66070.74
#REF!
#REF! | Q65 | Supply and installation of 300mmX300mm catch pits | 2 | nr | 7573 | 15146 | 7329.15 | 14658.3 | 2 | 14658.3
#REF!
#REF! |  | RAINWATER HARVESTING TANK -(total capacity =20000lts)
#REF! | Q66 | Allow for providing pipe sleeves for all services, float switches ball valves, provisions for electrical controllings, manhole covers with,rubber beaing,vent pipe including cowls, approved sealed materials for holes …... Etc., all the items required to complete the job and coordination of the work during the construction of the sump.(Actual construction of the sump is covered in the main civil BoQ.) | 1 | item | 44270 | 44270 | 42844.51 | 42844.51 | 1 | 42844.51
#REF!
#REF! |  | Construction of following sizes ,of RCC ( grade 25) storm water open channels with cast iron grating(heavy duty) or slotted concrete cover slab as per the below given sizes & description.(structural details to be finalized by the structural engineer) |  | note
#REF!
#REF! | Q67 | 200mm(W)X 150(H)mm open drain with HD cast iron grating | 27 | Lm | 14563 | 393201 | 14094.07 | 380539.89 | 27 | 380539.89
#REF!
#REF! | Q68 | 300mm(W) X200(H)mm open drain with HD cast iron grating | 27 | Lm | 20737 | 559899 | 20069.27 | 541870.29 | 27 | 541870.29
#REF!
#REF! |  | Irrigation System
#REF!
#REF! | Q69 | The pipe work shall terminate at strategic points of the landscape area and be terminated with duplicated outlets, including a connection for solenoid valve of the automatic irrigation system and a bib tap for manual watering. | 1 | Item | 130480 | 130480 | 126278.54 | 126278.54 | 1 | 126278.54
#REF!
#REF! |  | Pipe Laying Sub mains and Drip Irrigation
#REF! |  | Supply & install of sub mains and drip irrigation system including all the valves, pressure compensating type emitters, spaghetti tubing on weed mat.
#REF!
#REF! | Q70 | 20 mm dia perforated U-PVC pipe-Type 600 | 160 | m | 303 | 48480 | 293.24 | 46918.4 | 110 | 32256.4
#REF!
#REF! | Q71 | 20mm Dia. uPVC pipe - type 1000 | 110 | Lm | 303 | 33330 | 293.24 | 32256.4 | 90 | 26391.6
#REF!
#REF! | Q72 | 25mm Dia. uPVC pipe - type 1000 | 52 | Lm | 396 | 20592 | 383.25 | 19929 | 35 | 13413.75
#REF!
#REF! | Q73 | 32mm Dia. uPVC pipe - type 1000 | 74 | Lm | 466 | 34484 | 450.99 | 33373.26 | 55 | 24804.45
#REF!
#REF!
#REF! |  | SOLAR HOT WATER SYSTEM
#REF! | Q74 | Supply and installation of 300Lts capacity solar water heating system, fully insulated stainless steel / marine treaded steel storage tank, together with 02 numbers high efficiency black chromate heat absorption panels for optimum performance (ring circulator solar water heater) | 19 | nr. | 233000 | 4427000 | 225497.4 | 4284450.6 | 0 | 0
#REF! | [9 empty] | 0
#REF! |  | Hot Water Supply Pipes with insulation | [7 empty] | 0
#REF! | [9 empty] | 0
#REF! | Q75 | Supply & laying of 20mm dia. PPR PN 16 Pipe with fittings. | 685 | m | 2214 | 1516590 | 2142.71 | 1467756.35 | 450 | 964219.5
#REF! | [9 empty] | 0
#REF! | Q76 | Supply & laying of 25mm dia. PPR PN 16 Pipe with fittings. | 112 | m | 2435 | 272720 | 2356.59 | 263938.08 | 0 | 0
#REF! | [9 empty] | 0
#REF! | Q77 | Supply & laying of 32mm dia. PPR PN 16 Pipe with fittings. | 540 | m | 2668 | 1440720 | 2582.09 | 1394328.6 | 0 | 0
#REF!
#REF! |  | Hot Water meters
#REF!
#REF! | Q78 | 32mm Dia. brass/ bronze water meters c/w isolation valves | 19 | nr. | 24232 | 460408 | 23451.73 | 445582.87 | 0 | 0
#REF!
#REF! |  | Hot Water System Valves
#REF! | [9 empty] | 0
#REF! | Q79 | 20mm Dia. brass/ bronze gate valve(PN16) | 53 | nr. | 6291 | 333423 | 6088.43 | 322686.79 | 0 | 0
#REF!
#REF! | Q80 | 25mm Dia. brass/ bronze gate valve(PN16) | 10 | nr. | 7223 | 72230 | 6990.42 | 69904.2 | 0 | 0
#REF!
#REF! | Q81 | 32mm Dia. brass/ bronze gate valve(PN16) | 19 | nr. | 8388 | 159372 | 8117.91 | 154240.29 | 0 | 0
#REF!
#REF! |  | Cold water supply for Solar Hot Water System
#REF!
#REF! | Q82 | 25mm Dia. uPVC pipe - type 1000 | 42 | Lm | 396 | 16632 | 383.25 | 16096.5 | 0 | 0
#REF!
#REF! | Q83 | 32mm Dia. uPVC pipe - type 1000 | 46 | Lm | 466 | 21436 | 450.99 | 20745.54 | 0 | 0
#REF!
#REF!
#REF!
#REF! | Q84 | 40mm Dia. uPVC pipe - type 1000 | 6 | Lm | 641 | 3846 | 620.36 | 3722.16 | 0 | 0
#REF!
#REF! | Q85 | 50mm Dia. uPVC pipe - type 1000 | 24 | Lm | 769 | 18456 | 744.24 | 17861.76 | 0 | 0
#REF!
#REF! | Q86 | 63mm Dia. uPVC pipe - type 1000 | 6 | Lm | 1153 | 6918 | 1115.87 | 6695.22 | 0 | 0
#REF!
#REF! |  | Cold Water System Valves
#REF!
#REF! | Q87 | 25mm Dia. brass/ bronze gate valve(PN10) | 19 | nr. | 2353 | 44707 | 2277.23 | 43267.37 | 0 | 0
#REF!
#REF! | Q88 | 25mm Dia. brass/ bronze non return valve(PN10) | 19 | nr. | 2563 | 48697 | 2480.47 | 47128.93 | 0 | 0
#REF!
Q - Plumbing
|  | Total Carried to Summary |  |  |  | 31215219 |  | 30210088.98 |  | 22539608.44

## R-Fire
PROPOSED APARTMENT AT NO:05, BULLERS LANE, COLOMBO-07. FOR MRS.J.L.J.PESTONJEE
R - FIRE SYSTEM
BILL NO - 11
| ITEM NO | DESCRIPTION | QTY | UNIT | RATE | AMOUNT |  | DISCOUNT AMOUNT (RS.) | QTY | AMOUNT (RS.)
R - FIRE SYSTEM
FIRE HYDRANT SYSTEM
0 |  | PIPING(rate for the piping shall include all bends,tees,bracketing and all the accessories)
0
1 | R1 | 25mm dia. HD/GI Pipes compiled to BS 1387 for above ground line | 12 | Lm | 4730 | 56760 | 4577.69 | 54932.28 | 12 | 54932.28
1 | [5 empty] | 0
2 | R2 | 50mm dia. HD/GI Pipes compiled to BS 1387 for above ground line | 26 | Lm | 7150 | 185900 | 6919.77 | 179914.02 | 26 | 179914.02
2 | [5 empty] | 0
3 | R3 | 65mm dia. HD/GI Pipes compiled to BS 1387 for above ground line | 5 | Lm | 8250 | 41250 | 7984.35 | 39921.75 | 5 | 39921.75
3 | [5 empty] | 0
4 | R4 | 65mm dia. HD/GI Pipes compiled to BS 1387 for under ground line | 20 | Lm | 8250 | 165000 | 7984.35 | 159687 | 20 | 159687
4 | [5 empty] | 0
4 |  | VALVES |  |  |  | 0
5 | R5 | 50mm dia Cast Iron Gate vales | 2 | nr. | 10450 | 20900 | 10113.51 | 20227.02 | 2 | 20227.02
5 | [5 empty] | 0
6 | R6 | 50mm dia Pressure relief valve | 1 | nr. | 71500 | 71500 | 69197.7 | 69197.7 | 1 | 69197.7
6 | [5 empty] | 0
6 |  | HOSE REEL SYSTEM |  |  |  | 0
7 | R7 | Supply and installation of 19mm dia. 30m long Manual swing type fire hose reel with all the accessories including Pressure reducing valve including Pressure Gauge ,isolation valves…etc.(quote as per the typical hose reel connection detail)including hose reel cabinet | 7 | nr. | 23650 | 165550 | 22888.47 | 160219.29 | 7 | 160219.29
7 | [5 empty] | 0
7 | [5 empty] | 0
7 |  | FIRE EXTINGUISHERS(CONFIRMING TO BS EN 3-10) |  |  |  | 0
7 | [5 empty] | 0
8 | R8 | Supply and installation of 2Kg CO2 Extinguishers | 8 | nr. | 4950 | 39600 | 4790.61 | 38324.88 | 8 | 38324.88
8 | [5 empty] | 0
9 | R9 | Supply and installation of 9 Lt. water Extinguishers | 8 | nr. | 4950 | 39600 | 4790.61 | 38324.88 | 8 | 38324.88
9 | [5 empty] | 0
10 | R10 | Supply and installation of 6kg dry powder Extinguishers | 2 | nr. | 4950 | 9900 | 4790.61 | 9581.22 | 2 | 9581.22
10 | [5 empty] | 0
10 | [5 empty] | 0
10 | [5 empty] | 0
10 |  | FIRE PUMPS |  |  |  | 0
11 | R11 | Supply and installation of centrifugal type multi stage fire pump(duty+stand by)capacity 1.2Lt/s @47m head including pressure valves, foot valves, gate valves, suction piping, heavy duty GI pipe headers, plingths, brackets, test line, control panel with all the safety devices such as MCCBs, ELCBs, phase failure relays dry run protection … etc. related wiring and all the other accessories required. | 1 | set | 302500 | 302500 | 292759.5 | 292759.5 | 1 | 292759.5
11 | [5 empty] | 0
12 | R12 | Supply and installation Fire Pump status indicator panel to be placed at ground floor fire command centre | 1 | Item | 143550 | 143550 | 138927.69 | 138927.69 | 1 | 138927.69
12 | [5 empty] | 0
12 |  | FIRE DETECTION SYSTEM |  |  |  | 0
12 | [5 empty] | 0
12 |  | Supply and installation of fire detection systems including necessary 1.5mm2 fire resistant(comply with BS 5839), wiring, control panel…. Etc. |  | Note |  | 0
12 | [5 empty] | 0
13 | R13 | Single Action Manual call point(EN 54-11) | 8 | nr. | 20350 | 162800 | 19694.73 | 157557.84 | 8 | 157557.84
13 | [5 empty] | 0
14 | R14 | Alarm Sounder/Bell(EN 54-3) | 8 | nr. | 25080 | 200640 | 24272.42 | 194179.36 | 8 | 194179.36
14 | [5 empty] | 0
15 | R15 | Supply and install of addressable fire alarm control panel (with minimum 2 loops)complete with all electrical connections and surge protections, inbuilt battery backup as per the given drawings and specifications. | 1 | nr. | 264000 | 264000 | 255499.2 | 255499.2 | 1 | 255499.2
15 | [5 empty] | 0
16 | R16 | supply and Installation of addressable fire alarm repeater panel with all the accessories as per the drawing and specification. | 1 | nr. | 105050 | 105050 | 101667.39 | 101667.39 | 1 | 101667.39
16 | [5 empty] | 0
17 | R17 | allow for providing interface between fire alarm control panel and LPG gas control panel through a monitor/relay module | 1 | item | 38500 | 38500 | 37260.3 | 37260.3 | 1 | 37260.3
17 | [5 empty] | 0
17 |  | EXIT AND DIRECTIONAL SIGN SYSTEM |  |  |  | 0
17 | [5 empty] | 0
17 |  | Supply and installation of EXIT and Directional |  |  |  | 0
17 |  | signing system to cover the total building |  |  |  | 0
17 |  | as per the drawings and specification |  | Note |  | 0
17 | [5 empty] | 0
17 | [5 empty] | 0
17 | [5 empty] | 0
18 | R18 | Emergency lamp with battery backup | 8 | nr. | 7700 | 61600 | 7452.06 | 59616.48 | 8 | 59616.48
18 |  | (each lamp should provide with 5A socket -by electrical contractor) |  |  |  | 0
18 | [5 empty] | 0
19 | R19 | Battery back up type exit sign board | 6 | nr. | 7700 | 46200 | 7452.06 | 44712.36 | 6 | 44712.36
19 |  | (electrical wiring to be provided by the electrical contractor) |  |  |  | 0
19 | [5 empty] | 0
R - Fire System
|  | Total Carried to Summary |  |  |  | 2120800 |  | 2052510.16 |  | 2052510.16

## S-Electrical
PROPOSED APARTMENT AT NO:05, BULLERS LANE, COLOMBO-07. FOR MRS.J.L.J.PESTONJEE
S-ELECTRICAL SYSTEM
BILL NO - 12
| ITEM NO | DESCRIPTION | BOQ QTY | UNIT | RATE | AMOUNT | RATE (RS.) | AMOUNT (RS.) | RN QTY | RN AMOUNT(RS.)
S - ELECTRICAL SYSTEM
0 |  | The tenderers are advised to refer the "General Notes, Specification and Pricing Preamble Notes" prior to pricing of this section of work. |  | Note
0
0 |  | Rate shall include for necessary chasings, trenching, conduits,cables, cable trays, fittings and clips, cutting holes and chases in brick work/ block work/ concrete work complete with all necessary accessories such as sockets, connections, cable glands and boxes, hardware clips, soldering and jointing materials etc., for proper installing and laying of cables. |  | Note
0
0 |  | The tenderer shall submit the following information on the items/equipment quoted for together with the tender. |  | Note
0
0 |  | a. make
0 |  | b. model No.
0 |  | c. technical data
0 |  | d. country of manufacture
0 |  | e. delivery period
0 |  | f. lead time for manufacturing.
0 |  | g. port of shipping
0 |  | h. CIF value of each item in foreign currency.
0 |  | j. Optional items and their additional cost. (additional cost to be submitted separately)
0 |  | k. Schedule of items to be carried out by others connected to installation of generators/transformers/Electrical panels such as some builders work and electrical connection.
0 |  | l. Details of all special features
0 |  | m. schedule attached to specification. |  | Note
0
0 |  | All under ground cables directly buried in ground/run in trenches to be properly laid and covered with cable tiles/trench covers. Rate for under ground cables shall include for all necessary excavation, sand layers, concrete tiles, warning strips and back filling with approved quality earth properly compacted, hot dipped galvanized brackets for trenches, accessories...etc. as applicable.filling with approved quality earth properly compacted, hot dipped galvanized brackets for trenches, accessories...etc. as applicable. |  | Note
0
0 |  | Rate for all electrical panels shall include for supply and installation of all necessary MCCBs, MCBS, EFRs, ELCBs, auxiliary contacts,Voltmeters, ammeters, Digital analyser,kWh meters, indicator lamps, selector switches, copper bus bars, inter locks, aligning and grounding of the panel, inter connectors, internal wiring connections to switch gear, steel channels and necessary hardware fixing insulating materials, all in fully enclosed metal clad panels and distribution boards completed as shown in drawing. They shall comply with the specifications andI.E.E.regulations and be complete to working order to the approval local authorities. |  | Note
0
0 |  | Rate shall include for supply, installation, maintaining, testing and commissioning of the system for power and lighting according to drawings and specifications to working order. |  | Note
0
0 |  | All materials, equipment wiring shall confirm to local codes, specifications, standards/latest I.E.E. regulations ( BS 7671 ) and Ceylon Electricity Board requirements. |  | Note
0 |  | Generators & Fuel Distribution System
0
0 |  | The contractor shall provide all builders work in connection with supply and installation of generator and fuel distribution system.
0 |  |  |  | Note
0 |  | a. Making opening in floor slab if required for exhaust piping.
0 |  | b. Generator plinths and plinth for generator panel.
0 |  | c. Making opening in slabs / walls for fresh air grilles and exhaust ducts.
0 |  | d. Masonry work in relation to fixing of fresh air grilles and ducts.
0 |  | e. All fixings
0
0 |  | The contractor shall provide a schedule of any other items not listed above but required, with details of the same as necessary along with the tender. |  | Note
0
0 |  | The rates for generators shall include for handling transport, storage until ready for installation, maintenance during defect liability period including replacement of any parts, and insurance…etc. |  | Note
0
0 |  | Diesel Generator
0
0 |  | Supply & Installation of automatically started diesel prime generator sets of capacity 250 kVA and associated auxiliaries complete with all service connection to working order the generator shall be fully enclosed type(canopy type) with required air attenuation systems, sound level shall be comply to the Central Environmental Authority standards & local council standard for such Installations. including followings but not limited to.
0
0 |  | a. Starting and control system.
0 |  | b. Battery, and battery charger.
0 |  | c. Lubricating system
0 |  | d. Fixings and mounting accessories
0 |  | e. Vibration isolators.
0 |  | f. Air cooled radiator system.
0 |  | g. All protective works, eathing, labeling, etc.
0 |  | h. Control wirings.
1 | S1 | i. Flue gas dilution unit | 1 | Set | 6186150 | 6186150 | 5986955.97 | 5986955.97 | 1 | 5986955.97
|  | Doller fluxuation value | [7 empty] | 727602
1
2 | S2 | Allow for additional length of silencer with rain cap to the required height of discharge as per local regulation & protection of adjacent buildings, additional insulation of generator exhaust piping and vibration isolators to bring down the noise levels to the limits prescribed by the central Environmental Authority for such Installations. | 1 | item | 157275 | 157275 | 152210.75 | 152210.75 | 1 | 152210.75
2
2 |  | Fuel Tanks & piping
2
3 | S3 | Supply and installation of 1000L capacity of fuel day tank Rate shall include for construction of tanks including necessary fixings, level indicator alarm system,main bowser filling line with flow meter & required lockable arrangements, all pipe connections, filters, water separators, level indicators, protective works, painting,....etc., all as specified. | 1 | item | 291250 | 291250 | 281871.75 | 281871.75 | 1 | 281871.75
3
3 |  | Power Cabling From/ To Generators
3
4 | S4 | 4Cx150mm2 Cu/XLPE/PVC cables from Generator to ATS panel in a suitable size hot dipped galvanized cable tray | 25 | Lm | 11941 | 298525 | 11556.5 | 288912.5 | 25 | 288912.5
4
4 |  | Main Electrical Supply
4
5 | S5 | Allow for obtaining main power supply connection from the Ceylon Electricity Board(250kva) including all the correspondence and co-ordination work, builders work etc., excluding the cost of transformers. | 1 | item | 11650 | 11650 | 11274.87 | 11274.87 | 1 | 11274.87
5
5 |  | Main Distribution, Sub Distribution and Distribution System
5
5 |  | ATS+MSB Panel Board
5
5 |  | Supply and installation of ATS + MSB PANEL BOARD including all the accessories as per the drawing. Rate shall include submission of shop drawings and wiring diagrammed to the Engineer's approval.Panel shall include Phase failure relays, over and under voltage protect tion,surge protection ,EFRS etc….
5 |  | Any other item required to working order….
6 | S6 | 1 No of Floor mounted Elsteel, powder coated(100 micron), IP54 protection metal enclosure with neutral link, earth bar and required accessories, all complete and type tested to IEC standard as per the specifications & drawings. | 1 | nr. | 1036850 | 1036850 | 1003463.43 | 1003463.43 |  | 0
| S6a | ATS panel with 20 No of individual ATS as on drawings & specified | 0 | nr. |  |  | 2490745 | 0 | 1 | 2490745
| S.6b | Supply and Installation of Gen Panel | 0 | nr. |  |  | 585000 | 0 | 1 | 585000
6
6 |  | Sub Main Switch Board (SMDB)
6
6 |  | Allow for supply and installation of sub main distribution board including MCCBs, MCBS, EFRs, ELCBs, auxiliary contacts, Voltmeters, ammeters, Digital analyzer,...........etc., any other item required to working order, floor/wall mounted Elsteel powder coated(100 micron), IP54 metal enclosure with neutral link, earth bar and required accessories, all complete and type tested to IEC standard as per the specifications & drawings. |  | Note
6
7 | S7 | 125A/3P, ref as SMDB-Services as shown on drawings & specified | 1 | nr. | 189895 | 189895 | 183780.38 | 183780.38 | 0 | 0
| S7a | 125A/3P, ref as SMDB-Services as shown on drawings & specified | 0 | nr. |  |  | 199750 | 0 | 1 | 199750
7
8 | S8 | 125A/3P, ref as SMDB-1F as shown on drawings & specified | 1 | nr. | 273775 | 273775 | 264959.45 | 264959.45 | 0 | 0
8
9 | S9 | 125A/3P, ref as SMDB-2F as shown on | 1 | nr. | 273775 | 273775 | 264959.45 | 264959.45 | 0 | 0
9 |  | drawings & specified
9
10 | S10 | 125A/3P, ref as SMDB-3F as shown on | 1 | nr. | 273775 | 273775 | 264959.45 | 264959.45 | 0 | 0
10 |  | drawings & specified
10
11 | S11 | 125A/3P, ref as SMDB-4F as shown on | 1 | nr. | 273775 | 273775 | 264959.45 | 264959.45 | 0 | 0
11 |  | drawings & specified
11
12 | S12 | 100A/3P, ref as SMDB-5F as shown on drawings & specified | 1 | nr. | 234165 | 234165 | 226624.89 | 226624.89 | 0 | 0
12
12 |  | Distribution Boards ( DB )
12
12 |  | Distribution Panel for each floor as shown on the drawing, complete with all incoming and outgoing MCBs, RCCBs,..etc.any other item required to working order, wall mount steel powder coated, IP44 enclosure with neutral link, earth bar and required accessories, all complete as per the specifications & drawings. |  | Note
12
13 | S13 | DB -GF 1 | 1 | nr. | 18524 | 18524 | 17927.53 | 17927.53 | 1 | 17927.53
13
14 | S14 | DB -GF 2 | 1 | nr. | 17126 | 17126 | 16574.54 | 16574.54 | 1 | 16574.54
14
15 | S15 | DB -UNIT -A | 4 | nr. | 42523 | 170092 | 41153.76 | 164615.04 | 0 | 0
| S15a | DB -UNIT -A |  | nr. | 42523 | 0 | 51200 | 0 | 5 | 256000
15 | [6 empty] | 0
16 | S16 | DB -UNIT -B | 4 | nr. | 46600 | 186400 | 45099.48 | 180397.92 | 0 | 0
16 | S16a | DB -UNIT -B |  | nr. |  |  | 51200 | 0 | 5 | 256000
17 | S17 | DB -UNIT -C | 5 | nr. | 46600 | 233000 | 45099.48 | 225497.4 | 0 | 0
| S17a | DB -UNIT -C |  | nr. |  |  | 51200 | 0 | 5 | 256000
17
18 | S18 | DB -UNIT -D | 4 | nr. | 42523 | 170092 | 41153.76 | 164615.04 | 0 | 0
| S18a | DB -UNIT -D |  | nr. |  |  | 51200 | 0 | 5 | 256000
18
19 | S19 | DB -UNIT -D1 | 1 | nr. | 46600 | 46600 | 45099.48 | 45099.48 | 0 | 0
19
20 | S20 | DB -UNIT -F | 1 | nr. | 49746 | 49746 | 48144.18 | 48144.18 | 0 | 0
20
21 | S21 | DB -COM 1 | 1 | nr. | 17475 | 17475 | 16912.31 | 16912.31 | 0 | 0
21 | S21a | DB -COM 1 |  | nr. |  |  | 17700 |  | 1 | 17700
22 | S22 | DB -COM 2 | 1 | nr. | 17475 | 17475 | 16912.31 | 16912.31 | 0 | 0
22 | S22a | DB -COM 2 |  | nr. |  |  | 17700 |  | 1 | 17700
23 | S23 | DB -COM 3 | 1 | nr. | 17475 | 17475 | 16912.31 | 16912.31 | 0 | 0
23
24 | S24 | DB - RT | 1 | nr. | 17475 | 17475 | 16912.31 | 16912.31 | 0 | 0
25 | S24a | DB - RT1 & DB-RT2 | 0 | nr. |  |  | 45750 |  | 2 | 91500
25 | S24b | Metering pael for the DB-UNIT E |  | nr. |  |  | 137000 |  | 1 | 137000
25
25
25
25 |  | Main/Sub Cabling
25
25 |  | All under ground cables directly buried in ground/ in the trenches as applicable, to be laid properly and covered with cable tiles, protection tapes, ..etc. for mechanical protection,PVC sleeves may use if required. Rate shall include for all necessary works/accessories such as excavation, sand layers,cable tiles, warning strips and back filling with approved quality earth, properly compacted, to the satisfaction of the Engineer. |  | note
25
25 |  | All above ground cables shall be laid on cable tray/trucking /conduits as applicable and covered by tray covers,…etc.for mechanical protection. PVC sleeves may use if required. Rate shall include for all necessary works/accessories such as galvanized brackets, supporting materials, fittings, nails, cable ties, earthing, ...etc., trays shall be of required sizes, GI powder coated, and slotted, to the satisfaction of Engineer |  | Note
25 |  | Cable tray rates not included to this its under separate item
26 | S25 | 4Cx150mm2 Cu/XLPE/SWA/PVC from Transformer to MSB + ATS Panel in cable tray | 25 | Lm | 12524 | 313100 | 12120.73 | 303018.25 | 0 | 0
| S25a | 4CX6mm2 CU/PVC/PVC +6mm2 Cu/PVC Earth cable from meter panel to ATS panel(30A 4P ATS-18nos) | 0 | Lm |  |  | 1149 | 0 | 195 | 224055
| S25b | 4CX16mm2 CU/PVC/PVC+ 16mm2 Cu/PVC Earth cable from meter panel to ATS panel(60A 4P ATS-2nos) | 0 | Lm |  |  | 1650 | 0 | 28 | 46200
| S25c | 4CX10mm2 CU/PVC/PVC cable from Gen. panel to ATS panel(30A 4P ATS-18nos) | 0 | Lm |  |  | 1400 | 0 | 120 | 168000
| S25d | 4CX16mm2 CU/PVC/PVC cable from Gen. panel to ATS panel(60A 4P ATS-2nos) | 0 | Lm |  |  | 1650 | 0 | 12 | 19800
26
27 | S26 | 4Cx35mm2 Cu/XLPE/PVC + 16mm2 from MSB to SMDB - Services | 5 | Lm | 3437 | 17185 | 3326.33 | 16631.65 | 0 | 0
| S26a | 4CX16mm2 CU/PVC/PVC cable from MSB to SMDB - Services |  | Lm |  |  | 1650 | 0 | 5 | 8250
27
28 | S27 | 4Cx35mm2 Cu/XLPE/PVC + 25mm2 from MSB to SMDB-1F | 22 | Lm | 4136 | 90992 | 4002.82 | 88062.04 | 0 | 0
28
29 | S28 | 4Cx35mm2 Cu/XLPE/PVC + 25mm2 from MSB to SMDB-2F | 26 | Lm | 4136 | 107536 | 4002.82 | 104073.32 | 0 | 0
29
30 | S29 | 4Cx35mm2 Cu/XLPE/PVC + 25mm2 from MSB to SMDB-3F | 30 | Lm | 4136 | 124080 | 4002.82 | 120084.6 | 0 | 0
30
31 | S30 | 4Cx35mm2 Cu/XLPE/PVC + 25mm2 from MSB to SMDB-4F | 35 | Lm | 4136 | 144760 | 4002.82 | 140098.7 | 0 | 0
31
32 | S31 | 4Cx25mm2 Cu/XLPE/PVC + 25mm2 from MSB to SMDB-5F | 40 | Lm | 3845 | 153800 | 3721.19 | 148847.6 | 0 | 0
32
33 | S32 | Fire resistant 4Cx6mm2 Cu/PVC/PVC + 6mm2 earth from SMDB services to fire pump panel on cable trays. | 25 | Lm | 4485 | 112125 | 4340.58 | 108514.5 | 25 | 108514.5
33
34 | S33 | 4Cx10mm2 Cu/PVC/PVC + 10mm2 from SMDB-1F to DB-UNIT A | 12 | Lm | 2155 | 25860 | 2085.61 | 25027.32 | 0 | 0
1 | S33a | 4Cx10mm2 Cu/PVC/PVC + 10mm2 from ATS panel to DB-UNIT A in 1st floor | 0 | Lm | 2155 | 0 | 1400 | 0 | 32 | 44800
34
35 | S34a | 4Cx10mm2 Cu/PVC/PVC + 10mm2 from SMDB-1F to DB-UNIT B | 16 | Lm | 2155 | 34480 | 2085.61 | 33369.76 | 0 | 0
1 | S34a | 4Cx10mm2 Cu/PVC/PVC + 10mm2 from ATS PANEL to DB-UNIT B in 1st floor | 0 | Lm | 2155 | 0 | 1400 | 0 | 27 | 37800
35
36 | S35 | 4Cx10mm2 Cu/PVC/PVC + 10mm2 from SMDB-1F to DB-UNIT C | 10 | Lm | 2155 | 21550 | 2085.61 | 20856.1 | 0 | 0
1 | S35a | 4Cx10mm2 Cu/PVC/PVC + 10mm2 from ATS PANEL to DB-UNIT C in 1st floor | 0 | Lm | 2155 | 0 | 1400 | 0 | 30 | 42000
36
37 | S36 | 4Cx10mm2 Cu/PVC/PVC + 10mm2 from SMDB-1F to DB-UNIT D | 10 | Lm | 2155 | 21550 | 2085.61 | 20856.1 | 0 | 0
1 | S36a | 4Cx10mm2 Cu/PVC/PVC + 10mm2 from ATS PANEL to DB-UNIT D in 1st floor | 0 | Lm | 2155 | 0 | 1400 | 0 | 38 | 53200
37
38 | S37 | 4Cx10mm2 Cu/PVC/PVC + 10mm2 from SMDB-2F to DB-UNIT A | 12 | Lm | 2155 | 25860 | 2085.61 | 25027.32 | 0 | 0
1 | S37a | 4Cx10mm2 Cu/PVC/PVC + 10mm2 from ATS PANEL to DB-UNIT A in 2nd floor | 0 | Lm | 2155 | 0 | 1400 | 0 | 37 | 51800
38
39 | S38 | 4Cx10mm2 Cu/PVC/PVC + 10mm2 from SMDB-2F to DB-UNIT B | 16 | Lm | 2155 | 34480 | 2085.61 | 33369.76 | 0 | 0
1 | S38a | 4Cx10mm2 Cu/PVC/PVC + 10mm2 from ATS PANEL to DB-UNIT B in 2nd floor | 0 | Lm | 2155 | 0 | 1400 | 0 | 42 | 58800
39
40 | S39 | 4Cx10mm2 Cu/PVC/PVC + 10mm2 from SMDB-2F to DB-UNIT C | 10 | Lm | 2155 | 21550 | 2085.61 | 20856.1 | 0 | 0
1 | S39a | 4Cx10mm2 Cu/PVC/PVC + 10mm2 from ATS PANEL to DB-UNIT C in 2nd floor | 0 | Lm | 2155 | 0 | 1400 | 0 | 34 | 47600
40
41 | S40 | 4Cx10mm2 Cu/PVC/PVC + 10mm2 from SMDB-2F to DB-UNIT D | 10 | Lm | 2155 | 21550 | 2085.61 | 20856.1 | 0 | 0
1 | S40a | 4Cx10mm2 Cu/PVC/PVC + 10mm2 from ATS PANEL to DB-UNIT D in 2nd floor | 0 | Lm | 2155 | 0 | 1400 | 0 | 40 | 56000
41
42 | S41 | 4Cx10mm2 Cu/PVC/PVC + 10mm2 from SMDB-3F to DB-UNIT A | 12 | Lm | 2155 | 25860 | 2085.61 | 25027.32 | 0 | 0
1 | S41a | 4Cx10mm2 Cu/PVC/PVC + 10mm2 from ATS PANEL to DB-UNIT A in 3rd floor | 0 | Lm | 2155 | 0 | 1400 | 0 | 41 | 57400
42
43 | S42 | 4Cx10mm2 Cu/PVC/PVC + 10mm2 from SMDB-3F to DB-UNIT B | 16 | Lm | 2155 | 34480 | 2085.61 | 33369.76 | 0 | 0
1 | S42a | 4Cx10mm2 Cu/PVC/PVC + 10mm2 from ATS PANEL to DB-UNIT B in 3rd floor | 0 | Lm | 2155 | 0 | 1400 | 0 | 46 | 64400
1 | S43 | 4Cx10mm2 Cu/PVC/PVC + 10mm2 from SMDB-3F to DB-UNIT C | 10 | Lm | 2155 | 21550 | 2085.61 | 20856.1 | 0 | 0
1 | S43a | 4Cx10mm2 Cu/PVC/PVC + 10mm2 from ATS panel to DB-UNIT C in 3rd floor | 0 | Lm | 2155 | 0 | 1400 | 0 | 38 | 53200
1 | S44 | 4Cx10mm2 Cu/PVC/PVC + 10mm2 from SMDB-3F to DB-UNIT D | 10 | Lm | 2155 | 21550 | 2085.61 | 20856.1 | 0 | 0
1 | S44a | 4Cx10mm2 Cu/PVC/PVC + 10mm2 from ATS PANEL to DB-UNIT D in 3rd floor | 0 | Lm | 2155 | 0 | 1400 | 0 | 43 | 60200
1 | S45 | 4Cx10mm2 Cu/PVC/PVC + 10mm2 from SMDB-4F to DB-UNIT A | 12 | Lm | 2155 | 25860 | 2085.61 | 25027.32 | 0 | 0
1 | S45a | 4Cx10mm2 Cu/PVC/PVC + 10mm2 from ATS PANEL to DB-UNIT A in 4th floor | 0 | Lm | 2155 | 0 | 1400 | 0 | 46 | 64400
1 | S46 | 4Cx10mm2 Cu/PVC/PVC + 10mm2 from SMDB-4F to DB-UNIT B | 16 | Lm | 2155 | 34480 | 2085.61 | 33369.76 | 0 | 0
1 | S46a | 4Cx10mm2 Cu/PVC/PVC + 10mm2 from ATS panel to DB-UNIT B in 4th floor | 0 | Lm | 2155 | 0 | 1400 | 0 | 51 | 71400
1 | S47 | 4Cx10mm2 Cu/PVC/PVC + 10mm2 from SMDB-4F to DB-UNIT C | 10 | Lm | 2155 | 21550 | 2085.61 | 20856.1 | 0 | 0
1 | S47a | 4Cx10mm2 Cu/PVC/PVC + 10mm2 from ATS PANEL to DB-UNIT C in 4th floor | 0 | Lm | 2155 | 0 | 1400 | 0 | 43 | 60200
1 | S48 | 4Cx10mm2 Cu/PVC/PVC + 10mm2 from SMDB-4F to DB-UNIT D | 10 | Lm | 2155 | 21550 | 2085.61 | 20856.1 | 0 | 0
1 | S48a | 4Cx10mm2 Cu/PVC/PVC + 10mm2 from ATS PANEL to DB-UNIT D in 4th floor | 0 | Lm | 2155 | 0 | 1400 | 0 | 49 | 68600
1 | S49 | 4Cx16mm2 Cu/PVC/PVC + 16mm2 from SMDB-5F to DB-UNIT F | 12 | Lm | 2738 | 32856 | 2649.84 | 31798.08 | 0 | 0
1 | S49a | 4Cx10mm2 Cu/PVC/PVC + 10mm2 from ATS PANEL to DB-UNIT A in 5th floor | 0 | Lm | 2738 | 0 | 1400 | 0 | 46 | 64400
1 | S50 | 4Cx10mm2 Cu/PVC/PVC + 10mm2 from SMDB-5F to DB-UNIT C | 10 | Lm | 2155 | 21550 | 2085.61 | 20856.1 | 0 | 0
1 | S50a | 4Cx10mm2 Cu/PVC/PVC + 10mm2 from ATS PANEL to DB-UNIT B in 5th floor | 0 | Lm | 2155 | 0 | 1400 | 0 | 56 | 78400
1 | S51 | 4Cx10mm2 Cu/PVC/PVC + 10mm2 from SMDB-5F to DB-UNIT D1 | 10 | Lm | 2155 | 21550 | 2085.61 | 20856.1 | 0 | 0
1 | S51a | 4Cx10mm2 Cu/PVC/PVC + 10mm2 from ATS PANEL to DB-UNIT C in 5th floor | 0 | Lm | 2155 | 0 | 1400 | 0 | 48 | 67200
1 | S51b | 4Cx10mm2 Cu/PVC/PVC + 10mm2 from ATS PANEL to DB-UNIT D in 5th floor | 0 | Lm | 2155 | 0 | 1400 | 0 | 54 | 75600
1 | S52 | 2Cx6mm2 Cu/PVC/PVC + 6mm2 from SMDB-Services to DB-COM 1 | 22 | Lm | 2132 | 46904 | 2063.35 | 45393.7 | 0 | 0
1 | S52a | 2Cx6mm2 Cu/PVC/PVC + 6mm2 from SMDB-Services to DB-COM 1(not included cable tray) | 0 | Lm | 2132 | 0 | 1100 | 0 | 22 | 24200
1 | S53 | 2Cx6mm2 Cu/PVC/PVC + 6mm2 from SMDB-Services to DB-COM 2 | 42 | Lm | 2132 | 89544 | 2063.35 | 86660.7 | 0 | 0
1 | S53a | 2Cx6mm2 Cu/PVC/PVC + 6mm2 from SMDB-Services to DB-COM 2 (not included cable tray) | 0 | Lm | 2132 | 0 | 1100 | 0 | 42 | 46200
1 | S54 | 2Cx6mm2 Cu/PVC/PVC + 6mm2 from SMDB-Services to DB-COM 3 | 46 | Lm | #VALUE! | #VALUE! | 2063.35 | 94914.1 | 0 | 0
0 | [6 empty] | 0 |  |  | 0
0 | [6 empty] | 0 | 0 |  | 0
1 | S55 | 4Cx6mm2 Cu/PVC/PVC + 6mm2 earth from SMDB-Services to lift 1 Isolator on cable trays. | 50 | Lm | 1188 | 59400 | 1149.75 | 57487.5 | 50 | 57487.5
1 | S56 | 4Cx6mm2 Cu/PVC/PVC + 6mm2 earth from SMDB-Services to lift 2 Isolator on cable trays. | 55 | Lm | 1188 | 65340 | 1149.75 | 63236.25 | 55 | 63236.25
1 | S57 | 4Cx6mm2 Cu/PVC/PVC + 6mm2 earth from SMDB-Services to water transfer pump panel on cable trays. | 30 | Lm | 1188 | 35640 | 1149.75 | 34492.5 | 30 | 34492.5
1 | S58 | 4Cx6mm2 Cu/PVC/PVC + 6mm2 earth from SMDB-Services to Booster pump panel on cable trays. | 45 | Lm | 1188 | 53460 | 1149.75 | 51738.75 | 45 | 51738.75
1 | S59 | 2Cx10mm2 Cu/PVC/PVC + 10mm2 earth from SMDB-Services to DB-GF-1 on cable trays. | 20 | Lm | 1340 | 26800 | 1296.85 | 25937 | 20 | 25937
1 | S60 | 2Cx10mm2 Cu/PVC/PVC + 10mm2 earth from SMDB-Services to DB-GF-2 on cable trays. | 22 | Lm | 1340 | 29480 | 1296.85 | 28530.7 | 22 | 28530.7
0 |  | Earthing
1 | S61 | Allow for the total earthing system inclusive of the necessary cables from all the DB's and SMDB lightning arrestor earth connection to the pit, construction of the pit, cover slab….etc. to achieve an earth impedance of less than 5 Ohms. | 1 | item | 145625 | 145625 | 140935.88 | 140935.88 | 1 | 140935.88
1
1
1 |  | LIGHTNING PROTECTION SYSTEM
1
2 | S62 | Supply and Installation of Lighting Protection system to cover total building structure with level 3 protection comply with BS 62305 recommendations as per the drawings and specifications.{pls refer the drawing for lightning arrestor system before pricing) | 1 | item | 2213500 | 2213500 | 2142225.3 | 2142225.3 | 1 | 2142225.3
2 |  | Point Wiring & Fittings
2 |  | Rate shall include supply & installation of cable,conduits for point wiring in concealed installations including switches, power outlet, isolators…etc., all as specified |  | Note
2
3 | S63 | Supply and Installation of 2 x 1C 1.5mm2 PVC/PVC/Cu + 2.5mm2 PVC/Cu PVC/Cu earth cable c/w uPVC conduit, junction boxes etc. for light point wiring | 1010 | nr | 1806 | 1824060 | 1747.85 | 1765328.5 | 1031 | 1802033.35
3
3 |  | Supply and Installation of 2 x 1C 2.5mm2 PVC/PVC/Cu + 2.5mm2 PVC/Cu PVC/Cu earth cable c/w uPVC conduit, junction boxes etc. for following Socket outlet wiring |  | Note
3
4 | S64 | 5A sockets | 41 | nr | 2680 | 109880 | 2593.7 | 106341.7 | 41 | 106341.7
4
5 | S65 | 13A Single sockets | 90 | nr. | 4019 | 361710 | 3889.59 | 350063.1 | 185 | 719574.15
5
6 | S66 | 13A Double sockets | 263 | nr. | 4660 | 1225580 | 4509.95 | 1186116.85 | 303 | 1366514.85
6
7 | S67 | 15A sockets | 65 | nr. | 5243 | 340795 | 5074.18 | 329821.7 | 158 | 801720.44
7
8 | S68 | Shaver Socket | 41 | nr. | 2738 | 112258 | 2649.84 | 108643.44 | 41 | 108643.44
8
8
8 |  | Cables from Apartment DB to AC isolators(3TR only)
9 | S69 | 4 x 1C 2.5mm2 PVC/PVC/Cu + 2.5mm2 Earth cables from Apartment DB to 20A/TP isolator including necessary conduits brackets etc….. | 19 | nr. | 14213 | 270047 | 13755.34 | 261351.46 | 20 | 275106.8
9
9 |  | Cables from Apartment DB to Car park stacker unit
10 | S70 | 4 x 1C 2.5mm2 PVC/PVC/Cu + 2.5mm2 Earth cables from Apartment DB to 16A/TP isolator including necessary conduits brackets etc….. | 9 | nr. | 14213 | 127917 | 13755.34 | 123798.06 | 11 | 151308.74
10
10 |  | Cables from Apartment DB to Solar Hot water Unit
11 | S71 | 2 x 1C 2.5mm2 PVC/PVC/Cu + 2.5mm2 Earth cables from Apartment DB to 16A/DP isolator including necessary conduits brackets etc….. | 19 | nr. | 7456 | 141664 | 7215.92 | 137102.48 | 0 | 0
11
11 |  | Fixtures
12 | S72 | Rate shall include installation of following lighting fixtures,socket outlets as specified and detailed, fixed in position including all fixing accessories, supports and connect to power, | Note
12
13 | S73 | All sockets & switches to be "Orange" will be supplied by the client. | Note
13
14 | S74 | Recessed Ceiling Lamp(18-20W) | 310 | nr. | 583 | 180730 | 564.23 | 174911.3 | 397 | 223999.31
15 | S75 | Ceiling mount Lamp(18W CFL IP65) | 246 | nr. | 583 | 143418 | 564.23 | 138800.58 | 246 | 138800.58
16 | S76 | 4feet Fluorescent light(28w T8 lamp with diffuser fitting-Ip65) | 42 | nr. | 583 | 24486 | 564.23 | 23697.66 | 44 | 24826.12
17 | S77 | Niche Lamp-IP 65 | 47 | nr. | 583 | 27401 | 564.23 | 26518.81 | 71 | 40060.33
18 | S78 | mirror light | 45 | nr. | 583 | 26235 | 564.23 | 25390.35 | 45 | 25390.35
19 | S79 | 13A single socket outlets | 90 | nr. | 146 | 13140 | 141.3 | 12717 | 185 | 26140.5
20 | S80 | 13A double socket outlets | 263 | nr. | 146 | 38398 | 141.3 | 37161.9 | 303 | 42813.9
21 | S81 | 15A socket outlets | 65 | nr. | 146 | 9490 | 141.3 | 9184.5 | 158 | 22325.4
| S81a | 20A DP switches for Geyser |  | nr |  |  | 141.3 |  | 60 | 8478
22 | S82 | 5A socket outlets | 41 | nr. | 146 | 5986 | 141.3 | 5793.3 | 41 | 5793.3
23 | S83 | Shaver Socket Outlet | 41 | nr. | 146 | 5986 | 141.3 | 5793.3 | 41 | 5793.3
24 | S84 | Ceiling Fan (1400 mm Sweep) | 106 | nr. | 699 | 74094 | 676.49 | 71707.94 | 97 | 65619.53
25 | S85 | Bell | 21 | nr. | 583 | 12243 | 564.23 | 11848.83 | 21 | 11848.83
26 | S86 | Cupboard Light | 58 | nr. | 583 | 33814 | 564.23 | 32725.34 | 58 | 32725.34
27 | S87 | Internal wall lamp | 45 | nr. | 583 | 26235 | 564.23 | 25390.35 | 45 | 25390.35
28 | S88 | External Wall Bracket lamp-IP 65 | 16 | nr. | 583 | 9328 | 564.23 | 9027.68 | 16 | 9027.68
29 | S89 | USB Power Socket Outlet | 46 | nr. | 146 | 6716 | 141.3 | 6499.8 | 50 | 7065
30 | S90 | Garden Lamp | 21 | nr. | 583 | 12243 | 564.23 | 11848.83 | 21 | 11848.83
31 | S91 | Spot Lamp | 4 | nr. | 583 | 2332 | 564.23 | 2256.92 | 7 | 3949.61
32 | S92 | Strip lamp | 27 | nr. | 583 | 15741 | 564.23 | 15234.21 | 27 | 15234.21
33 | S93 | Floor light | 13 | nr. | 583 | 7579 | 564.23 | 7334.99 | 13 | 7334.99
34 | S94 | LED Strip in Boundary Wall | 96.9 | m | 583 | 56492.7 | 564.23 | 54673.887 | 96.9 | 54673.887
34
34 |  | ISOLATORS
35 | S95 | 32A /TP water proof Isolators for lifts | 2 | nr. | 13398 | 26796 | 12966.58 | 25933.16 | 2 | 25933.16
35
36 | S96 | 32A /TP water proof Isolators for water pumps | 2 | nr. | 13398 | 26796 | 12966.58 | 25933.16 | 2 | 25933.16
36
37 | S97 | 400A /TP water proof Isolators for ( C.E.B ) IP 65 | 1 | nr. | 180575 | 180575 | 174760.49 | 174760.49 | 0 | 0
37
38 | S98 | 20A /TP water proof Isolators for AC | 19 | nr. | 13398 | 254562 | 12966.58 | 246365.02 | 19 | 246365.02
38
39 | S99 | 16A/TP water proof isolator for car park stacker unit | 9 | nr. | 13398 | 120582 | 12966.58 | 116699.22 | 11 | 142632.38
39
40 | S100 | 16A/DP water proof isolator for solar hot water unit | 19 | nr. | 13398 | 254562 | 12966.58 | 246365.02 | 0 | 0
40
Supply & Installation GI perforatted cable tray & Ladders with all mounting accessories
| A.1 | 600x100mm cable ladder | 0 |  | Lm |  | 5600 |  | 25 | 140000
| 1 | 100x60mm cable tray | 0 |  | Lm |  | 2650 |  | 15 | 39750
| 2 | 200x60mm cable tray | 0 |  | Lm |  | 6125 |  | 12 | 73500
| 3 | 300x60mm cable tray | 0 |  | Lm |  | 6125 |  | 10 | 61250
| 4 | 600x100mm cable tray | 0 |  | Lm |  | 9450 |  | 25 | 236250
S-Electrical System
|  | Total Carried to Summary |  |  |  | #VALUE! |  | 20313423.987 |  | 23545924.827
Notes:
1. Duty free item (Generator and Panel boards) prices based on 1 USD = Rs.148.00
2. Power supply to AC, Lift, Solar, not yet received and its can be vary as actual

## S-Electrical (2)
PROPOSED APARTMENT AT NO:05, BULLERS LANE, COLOMBO-07. FOR MRS.J.L.J.PESTONJEE
S-ELECTRICAL SYSTEM
BILL NO - 12
| ITEM NO | DESCRIPTION | BOQ QTY | UNIT | RATE | AMOUNT | RATE (RS.) | AMOUNT (RS.) | RN QTY | RN AMOUNT(RS.)
S - ELECTRICAL SYSTEM
0 |  | The tenderers are advised to refer the "General Notes, Specification and Pricing Preamble Notes" prior to pricing of this section of work. |  | Note
0
0 |  | Rate shall include for necessary chasings, trenching, conduits,cables, cable trays, fittings and clips, cutting holes and chases in brick work/ block work/ concrete work complete with all necessary accessories such as sockets, connections, cable glands and boxes, hardware clips, soldering and jointing materials etc., for proper installing and laying of cables. |  | Note
0
0 |  | The tenderer shall submit the following information on the items/equipment quoted for together with the tender. |  | Note
0
0 |  | a. make
0 |  | b. model No.
0 |  | c. technical data
0 |  | d. country of manufacture
0 |  | e. delivery period
0 |  | f. lead time for manufacturing.
0 |  | g. port of shipping
0 |  | h. CIF value of each item in foreign currency.
0 |  | j. Optional items and their additional cost. (additional cost to be submitted separately)
0 |  | k. Schedule of items to be carried out by others connected to installation of generators/transformers/Electrical panels such as some builders work and electrical connection.
0 |  | l. Details of all special features
0 |  | m. schedule attached to specification. |  | Note
0
0 |  | All under ground cables directly buried in ground/run in trenches to be properly laid and covered with cable tiles/trench covers. Rate for under ground cables shall include for all necessary excavation, sand layers, concrete tiles, warning strips and back filling with approved quality earth properly compacted, hot dipped galvanized brackets for trenches, accessories...etc. as applicable.filling with approved quality earth properly compacted, hot dipped galvanized brackets for trenches, accessories...etc. as applicable. |  | Note
0
0 |  | Rate for all electrical panels shall include for supply and installation of all necessary MCCBs, MCBS, EFRs, ELCBs, auxiliary contacts,Voltmeters, ammeters, Digital analyser,kWh meters, indicator lamps, selector switches, copper bus bars, inter locks, aligning and grounding of the panel, inter connectors, internal wiring connections to switch gear, steel channels and necessary hardware fixing insulating materials, all in fully enclosed metal clad panels and distribution boards completed as shown in drawing. They shall comply with the specifications andI.E.E.regulations and be complete to working order to the approval local authorities. |  | Note
0
0 |  | Rate shall include for supply, installation, maintaining, testing and commissioning of the system for power and lighting according to drawings and specifications to working order. |  | Note
0
0 |  | All materials, equipment wiring shall confirm to local codes, specifications, standards/latest I.E.E. regulations ( BS 7671 ) and Ceylon Electricity Board requirements. |  | Note
0 |  | Generators & Fuel Distribution System
0
0 |  | The contractor shall provide all builders work in connection with supply and installation of generator and fuel distribution system.
0 |  |  |  | Note
0 |  | a. Making opening in floor slab if required for exhaust piping.
0 |  | b. Generator plinths and plinth for generator panel.
0 |  | c. Making opening in slabs / walls for fresh air grilles and exhaust ducts.
0 |  | d. Masonry work in relation to fixing of fresh air grilles and ducts.
0 |  | e. All fixings
0
0 |  | The contractor shall provide a schedule of any other items not listed above but required, with details of the same as necessary along with the tender. |  | Note
0
0 |  | The rates for generators shall include for handling transport, storage until ready for installation, maintenance during defect liability period including replacement of any parts, and insurance…etc. |  | Note
0
0 |  | Diesel Generator
0
0 |  | Supply & Installation of automatically started diesel prime generator sets of capacity 250 kVA and associated auxiliaries complete with all service connection to working order the generator shall be fully enclosed type(canopy type) with required air attenuation systems, sound level shall be comply to the Central Environmental Authority standards & local council standard for such Installations. including followings but not limited to.
0
0 |  | a. Starting and control system.
0 |  | b. Battery, and battery charger.
0 |  | c. Lubricating system
0 |  | d. Fixings and mounting accessories
0 |  | e. Vibration isolators.
0 |  | f. Air cooled radiator system.
0 |  | g. All protective works, eathing, labeling, etc.
0 |  | h. Control wirings.
1 | S1 | i. Flue gas dilution unit | 1 | Set | 6186150 | 6186150 | 5986955.97 | 5986955.97 | 1 | 5986955.97
|  | Doller fluxuation value | [7 empty] | 727602
1
2 | S2 | Allow for additional length of silencer with rain cap to the required height of discharge as per local regulation & protection of adjacent buildings, additional insulation of generator exhaust piping and vibration isolators to bring down the noise levels to the limits prescribed by the central Environmental Authority for such Installations. | 1 | item | 157275 | 157275 | 152210.75 | 152210.75 | 1 | 152210.75
2
2 |  | Fuel Tanks & piping
2
3 | S3 | Supply and installation of 1000L capacity of fuel day tank Rate shall include for construction of tanks including necessary fixings, level indicator alarm system,main bowser filling line with flow meter & required lockable arrangements, all pipe connections, filters, water separators, level indicators, protective works, painting,....etc., all as specified. | 1 | item | 291250 | 291250 | 281871.75 | 281871.75 | 1 | 281871.75
3
3 |  | Power Cabling From/ To Generators
3
4 | S4 | 4Cx150mm2 Cu/XLPE/PVC cables from Generator to ATS panel in a suitable size hot dipped galvanized cable tray | 25 | Lm | 11941 | 298525 | 11556.5 | 288912.5 | 25 | 288912.5
4
4 |  | Main Electrical Supply
4
5 | S5 | Allow for obtaining main power supply connection from the Ceylon Electricity Board(250kva) including all the correspondence and co-ordination work, builders work etc., excluding the cost of transformers. | 1 | item | 11650 | 11650 | 11274.87 | 11274.87 | 1 | 11274.87
5
5 |  | Main Distribution, Sub Distribution and Distribution System
5
5 |  | ATS+MSB Panel Board
5
5 |  | Supply and installation of ATS + MSB PANEL BOARD including all the accessories as per the drawing. Rate shall include submission of shop drawings and wiring diagrammed to the Engineer's approval.Panel shall include Phase failure relays, over and under voltage protect tion,surge protection ,EFRS etc….
5 |  | Any other item required to working order….
6 | S6 | 1 No of Floor mounted Elsteel, powder coated(100 micron), IP54 protection metal enclosure with neutral link, earth bar and required accessories, all complete and type tested to IEC standard as per the specifications & drawings. | 1 | nr. | 1036850 | 1036850 | 1003463.43 | 1003463.43 |  | 0
| S6a | ATS panel with 20 No of individual ATS as on drawings & specified | 0 | nr. |  |  | 2490745 | 0 | 1 | 2490745
| S.6b | Supply and Installation of Gen Panel | 0 | nr. |  |  | 585000 | 0 | 1 | 585000
6
6 |  | Sub Main Switch Board (SMDB)
6
6 |  | Allow for supply and installation of sub main distribution board including MCCBs, MCBS, EFRs, ELCBs, auxiliary contacts, Voltmeters, ammeters, Digital analyzer,...........etc., any other item required to working order, floor/wall mounted Elsteel powder coated(100 micron), IP54 metal enclosure with neutral link, earth bar and required accessories, all complete and type tested to IEC standard as per the specifications & drawings. |  | Note
6
7 | S7 | 125A/3P, ref as SMDB-Services as shown on drawings & specified | 1 | nr. | 189895 | 189895 | 183780.38 | 183780.38 | 0 | 0
| S7a | 125A/3P, ref as SMDB-Services as shown on drawings & specified | 0 | nr. |  |  | 199750 | 0 | 1 | 199750
7
8 | S8 | 125A/3P, ref as SMDB-1F as shown on drawings & specified | 1 | nr. | 273775 | 273775 | 264959.45 | 264959.45 | 0 | 0
8
9 | S9 | 125A/3P, ref as SMDB-2F as shown on | 1 | nr. | 273775 | 273775 | 264959.45 | 264959.45 | 0 | 0
9 |  | drawings & specified
9
10 | S10 | 125A/3P, ref as SMDB-3F as shown on | 1 | nr. | 273775 | 273775 | 264959.45 | 264959.45 | 0 | 0
10 |  | drawings & specified
10
11 | S11 | 125A/3P, ref as SMDB-4F as shown on | 1 | nr. | 273775 | 273775 | 264959.45 | 264959.45 | 0 | 0
11 |  | drawings & specified
11
12 | S12 | 100A/3P, ref as SMDB-5F as shown on drawings & specified | 1 | nr. | 234165 | 234165 | 226624.89 | 226624.89 | 0 | 0
12
12 |  | Distribution Boards ( DB )
12
12 |  | Distribution Panel for each floor as shown on the drawing, complete with all incoming and outgoing MCBs, RCCBs,..etc.any other item required to working order, wall mount steel powder coated, IP44 enclosure with neutral link, earth bar and required accessories, all complete as per the specifications & drawings. |  | Note
12
13 | S13 | DB -GF 1 | 1 | nr. | 18524 | 18524 | 17927.53 | 17927.53 | 1 | 17927.53
13
14 | S14 | DB -GF 2 | 1 | nr. | 17126 | 17126 | 16574.54 | 16574.54 | 1 | 16574.54
14
15 | S15 | DB -UNIT -A | 4 | nr. | 42523 | 170092 | 41153.76 | 164615.04 | 0 | 0
| S15a | DB -UNIT -A |  | nr. | 42523 | 0 | 51200 | 0 | 5 | 256000
15 | [6 empty] | 0
16 | S16 | DB -UNIT -B | 4 | nr. | 46600 | 186400 | 45099.48 | 180397.92 | 0 | 0
16 | S16a | DB -UNIT -B |  | nr. |  |  | 51200 | 0 | 5 | 256000
17 | S17 | DB -UNIT -C | 5 | nr. | 46600 | 233000 | 45099.48 | 225497.4 | 0 | 0
| S17a | DB -UNIT -C |  | nr. |  |  | 51200 | 0 | 5 | 256000
17
18 | S18 | DB -UNIT -D | 4 | nr. | 42523 | 170092 | 41153.76 | 164615.04 | 0 | 0
| S18a | DB -UNIT -D |  | nr. |  |  | 51200 | 0 | 5 | 256000
18
19 | S19 | DB -UNIT -D1 | 1 | nr. | 46600 | 46600 | 45099.48 | 45099.48 | 0 | 0
19
20 | S20 | DB -UNIT -F | 1 | nr. | 49746 | 49746 | 48144.18 | 48144.18 | 0 | 0
20
21 | S21 | DB -COM 1 | 1 | nr. | 17475 | 17475 | 16912.31 | 16912.31 | 0 | 0
21 | S21a | DB -COM 1 |  | nr. |  |  | 17700 |  | 1 | 17700
22 | S22 | DB -COM 2 | 1 | nr. | 17475 | 17475 | 16912.31 | 16912.31 | 0 | 0
22 | S22a | DB -COM 2 |  | nr. |  |  | 17700 |  | 1 | 17700
23 | S23 | DB -COM 3 | 1 | nr. | 17475 | 17475 | 16912.31 | 16912.31 | 0 | 0
23
24 | S24 | DB - RT | 1 | nr. | 17475 | 17475 | 16912.31 | 16912.31 | 0 | 0
25 | S24a | DB - RT1 & DB-RT2 | 0 | nr. |  |  | 45750 |  | 2 | 91500
25 | S24b | Metering pael for the DB-UNIT E |  | nr. |  |  | 137000 |  | 1 | 137000
25
25
25
25 |  | Main/Sub Cabling
25
25 |  | All under ground cables directly buried in ground/ in the trenches as applicable, to be laid properly and covered with cable tiles, protection tapes, ..etc. for mechanical protection,PVC sleeves may use if required. Rate shall include for all necessary works/accessories such as excavation, sand layers,cable tiles, warning strips and back filling with approved quality earth, properly compacted, to the satisfaction of the Engineer. |  | note
25
25 |  | All above ground cables shall be laid on cable tray/trucking /conduits as applicable and covered by tray covers,…etc.for mechanical protection. PVC sleeves may use if required. Rate shall include for all necessary works/accessories such as galvanized brackets, supporting materials, fittings, nails, cable ties, earthing, ...etc., trays shall be of required sizes, GI powder coated, and slotted, to the satisfaction of Engineer |  | Note
25 |  | Cable tray rates not included to this its under separate item
26 | S25 | 4Cx150mm2 Cu/XLPE/SWA/PVC from Transformer to MSB + ATS Panel in cable tray | 25 | Lm | 12524 | 313100 | 12120.73 | 303018.25 | 0 | 0
| S25a | 4CX6mm2 CU/PVC/PVC +6mm2 Cu/PVC Earth cable from meter panel to ATS panel(30A 4P ATS-18nos) | 0 | Lm |  |  | 1149 | 0 | 195 | 224055
| S25b | 4CX16mm2 CU/PVC/PVC+ 16mm2 Cu/PVC Earth cable from meter panel to ATS panel(60A 4P ATS-2nos) | 0 | Lm |  |  | 1650 | 0 | 28 | 46200
| S25c | 4CX10mm2 CU/PVC/PVC cable from Gen. panel to ATS panel(30A 4P ATS-18nos) | 0 | Lm |  |  | 1400 | 0 | 120 | 168000
| S25d | 4CX16mm2 CU/PVC/PVC cable from Gen. panel to ATS panel(60A 4P ATS-2nos) | 0 | Lm |  |  | 1650 | 0 | 12 | 19800
26
27 | S26 | 4Cx35mm2 Cu/XLPE/PVC + 16mm2 from MSB to SMDB - Services | 5 | Lm | 3437 | 17185 | 3326.33 | 16631.65 | 0 | 0
| S26a | 4CX16mm2 CU/PVC/PVC cable from MSB to SMDB - Services |  | Lm |  |  | 1650 | 0 | 5 | 8250
27
28 | S27 | 4Cx35mm2 Cu/XLPE/PVC + 25mm2 from MSB to SMDB-1F | 22 | Lm | 4136 | 90992 | 4002.82 | 88062.04 | 0 | 0
28
29 | S28 | 4Cx35mm2 Cu/XLPE/PVC + 25mm2 from MSB to SMDB-2F | 26 | Lm | 4136 | 107536 | 4002.82 | 104073.32 | 0 | 0
29
30 | S29 | 4Cx35mm2 Cu/XLPE/PVC + 25mm2 from MSB to SMDB-3F | 30 | Lm | 4136 | 124080 | 4002.82 | 120084.6 | 0 | 0
30
31 | S30 | 4Cx35mm2 Cu/XLPE/PVC + 25mm2 from MSB to SMDB-4F | 35 | Lm | 4136 | 144760 | 4002.82 | 140098.7 | 0 | 0
31
32 | S31 | 4Cx25mm2 Cu/XLPE/PVC + 25mm2 from MSB to SMDB-5F | 40 | Lm | 3845 | 153800 | 3721.19 | 148847.6 | 0 | 0
32
33 | S32 | Fire resistant 4Cx6mm2 Cu/PVC/PVC + 6mm2 earth from SMDB services to fire pump panel on cable trays. | 25 | Lm | 4485 | 112125 | 4340.58 | 108514.5 | 25 | 108514.5
33
34 | S33 | 4Cx10mm2 Cu/PVC/PVC + 10mm2 from SMDB-1F to DB-UNIT A | 12 | Lm | 2155 | 25860 | 2085.61 | 25027.32 | 0 | 0
1 | S33a | 4Cx10mm2 Cu/PVC/PVC + 10mm2 from ATS panel to DB-UNIT A in 1st floor | 0 | Lm | 2155 | 0 | 1400 | 0 | 32 | 44800
34
35 | S34a | 4Cx10mm2 Cu/PVC/PVC + 10mm2 from SMDB-1F to DB-UNIT B | 16 | Lm | 2155 | 34480 | 2085.61 | 33369.76 | 0 | 0
1 | S34a | 4Cx10mm2 Cu/PVC/PVC + 10mm2 from ATS PANEL to DB-UNIT B in 1st floor | 0 | Lm | 2155 | 0 | 1400 | 0 | 27 | 37800
35
36 | S35 | 4Cx10mm2 Cu/PVC/PVC + 10mm2 from SMDB-1F to DB-UNIT C | 10 | Lm | 2155 | 21550 | 2085.61 | 20856.1 | 0 | 0
1 | S35a | 4Cx10mm2 Cu/PVC/PVC + 10mm2 from ATS PANEL to DB-UNIT C in 1st floor | 0 | Lm | 2155 | 0 | 1400 | 0 | 30 | 42000
36
37 | S36 | 4Cx10mm2 Cu/PVC/PVC + 10mm2 from SMDB-1F to DB-UNIT D | 10 | Lm | 2155 | 21550 | 2085.61 | 20856.1 | 0 | 0
1 | S36a | 4Cx10mm2 Cu/PVC/PVC + 10mm2 from ATS PANEL to DB-UNIT D in 1st floor | 0 | Lm | 2155 | 0 | 1400 | 0 | 38 | 53200
37
38 | S37 | 4Cx10mm2 Cu/PVC/PVC + 10mm2 from SMDB-2F to DB-UNIT A | 12 | Lm | 2155 | 25860 | 2085.61 | 25027.32 | 0 | 0
1 | S37a | 4Cx10mm2 Cu/PVC/PVC + 10mm2 from ATS PANEL to DB-UNIT A in 2nd floor | 0 | Lm | 2155 | 0 | 1400 | 0 | 37 | 51800
38
39 | S38 | 4Cx10mm2 Cu/PVC/PVC + 10mm2 from SMDB-2F to DB-UNIT B | 16 | Lm | 2155 | 34480 | 2085.61 | 33369.76 | 0 | 0
1 | S38a | 4Cx10mm2 Cu/PVC/PVC + 10mm2 from ATS PANEL to DB-UNIT B in 2nd floor | 0 | Lm | 2155 | 0 | 1400 | 0 | 42 | 58800
39
40 | S39 | 4Cx10mm2 Cu/PVC/PVC + 10mm2 from SMDB-2F to DB-UNIT C | 10 | Lm | 2155 | 21550 | 2085.61 | 20856.1 | 0 | 0
1 | S39a | 4Cx10mm2 Cu/PVC/PVC + 10mm2 from ATS PANEL to DB-UNIT C in 2nd floor | 0 | Lm | 2155 | 0 | 1400 | 0 | 34 | 47600
40
41 | S40 | 4Cx10mm2 Cu/PVC/PVC + 10mm2 from SMDB-2F to DB-UNIT D | 10 | Lm | 2155 | 21550 | 2085.61 | 20856.1 | 0 | 0
1 | S40a | 4Cx10mm2 Cu/PVC/PVC + 10mm2 from ATS PANEL to DB-UNIT D in 2nd floor | 0 | Lm | 2155 | 0 | 1400 | 0 | 40 | 56000
41
42 | S41 | 4Cx10mm2 Cu/PVC/PVC + 10mm2 from SMDB-3F to DB-UNIT A | 12 | Lm | 2155 | 25860 | 2085.61 | 25027.32 | 0 | 0
1 | S41a | 4Cx10mm2 Cu/PVC/PVC + 10mm2 from ATS PANEL to DB-UNIT A in 3rd floor | 0 | Lm | 2155 | 0 | 1400 | 0 | 41 | 57400
42
43 | S42 | 4Cx10mm2 Cu/PVC/PVC + 10mm2 from SMDB-3F to DB-UNIT B | 16 | Lm | 2155 | 34480 | 2085.61 | 33369.76 | 0 | 0
1 | S42a | 4Cx10mm2 Cu/PVC/PVC + 10mm2 from ATS PANEL to DB-UNIT B in 3rd floor | 0 | Lm | 2155 | 0 | 1400 | 0 | 46 | 64400
1 | S43 | 4Cx10mm2 Cu/PVC/PVC + 10mm2 from SMDB-3F to DB-UNIT C | 10 | Lm | 2155 | 21550 | 2085.61 | 20856.1 | 0 | 0
1 | S43a | 4Cx10mm2 Cu/PVC/PVC + 10mm2 from ATS panel to DB-UNIT C in 3rd floor | 0 | Lm | 2155 | 0 | 1400 | 0 | 38 | 53200
1 | S44 | 4Cx10mm2 Cu/PVC/PVC + 10mm2 from SMDB-3F to DB-UNIT D | 10 | Lm | 2155 | 21550 | 2085.61 | 20856.1 | 0 | 0
1 | S44a | 4Cx10mm2 Cu/PVC/PVC + 10mm2 from ATS PANEL to DB-UNIT D in 3rd floor | 0 | Lm | 2155 | 0 | 1400 | 0 | 43 | 60200
1 | S45 | 4Cx10mm2 Cu/PVC/PVC + 10mm2 from SMDB-4F to DB-UNIT A | 12 | Lm | 2155 | 25860 | 2085.61 | 25027.32 | 0 | 0
1 | S45a | 4Cx10mm2 Cu/PVC/PVC + 10mm2 from ATS PANEL to DB-UNIT A in 4th floor | 0 | Lm | 2155 | 0 | 1400 | 0 | 46 | 64400
1 | S46 | 4Cx10mm2 Cu/PVC/PVC + 10mm2 from SMDB-4F to DB-UNIT B | 16 | Lm | 2155 | 34480 | 2085.61 | 33369.76 | 0 | 0
1 | S46a | 4Cx10mm2 Cu/PVC/PVC + 10mm2 from ATS panel to DB-UNIT B in 4th floor | 0 | Lm | 2155 | 0 | 1400 | 0 | 51 | 71400
1 | S47 | 4Cx10mm2 Cu/PVC/PVC + 10mm2 from SMDB-4F to DB-UNIT C | 10 | Lm | 2155 | 21550 | 2085.61 | 20856.1 | 0 | 0
1 | S47a | 4Cx10mm2 Cu/PVC/PVC + 10mm2 from ATS PANEL to DB-UNIT C in 4th floor | 0 | Lm | 2155 | 0 | 1400 | 0 | 43 | 60200
1 | S48 | 4Cx10mm2 Cu/PVC/PVC + 10mm2 from SMDB-4F to DB-UNIT D | 10 | Lm | 2155 | 21550 | 2085.61 | 20856.1 | 0 | 0
1 | S48a | 4Cx10mm2 Cu/PVC/PVC + 10mm2 from ATS PANEL to DB-UNIT D in 4th floor | 0 | Lm | 2155 | 0 | 1400 | 0 | 49 | 68600
1 | S49 | 4Cx16mm2 Cu/PVC/PVC + 16mm2 from SMDB-5F to DB-UNIT F | 12 | Lm | 2738 | 32856 | 2649.84 | 31798.08 | 0 | 0
1 | S49a | 4Cx10mm2 Cu/PVC/PVC + 10mm2 from ATS PANEL to DB-UNIT A in 5th floor | 0 | Lm | 2738 | 0 | 1400 | 0 | 46 | 64400
1 | S50 | 4Cx10mm2 Cu/PVC/PVC + 10mm2 from SMDB-5F to DB-UNIT C | 10 | Lm | 2155 | 21550 | 2085.61 | 20856.1 | 0 | 0
1 | S50a | 4Cx10mm2 Cu/PVC/PVC + 10mm2 from ATS PANEL to DB-UNIT B in 5th floor | 0 | Lm | 2155 | 0 | 1400 | 0 | 56 | 78400
1 | S51 | 4Cx10mm2 Cu/PVC/PVC + 10mm2 from SMDB-5F to DB-UNIT D1 | 10 | Lm | 2155 | 21550 | 2085.61 | 20856.1 | 0 | 0
1 | S51a | 4Cx10mm2 Cu/PVC/PVC + 10mm2 from ATS PANEL to DB-UNIT C in 5th floor | 0 | Lm | 2155 | 0 | 1400 | 0 | 48 | 67200
1 | S51b | 4Cx10mm2 Cu/PVC/PVC + 10mm2 from ATS PANEL to DB-UNIT D in 5th floor | 0 | Lm | 2155 | 0 | 1400 | 0 | 54 | 75600
1 | S52 | 2Cx6mm2 Cu/PVC/PVC + 6mm2 from SMDB-Services to DB-COM 1 | 22 | Lm | 2132 | 46904 | 2063.35 | 45393.7 | 0 | 0
1 | S52a | 2Cx6mm2 Cu/PVC/PVC + 6mm2 from SMDB-Services to DB-COM 1(not included cable tray) | 0 | Lm | 2132 | 0 | 1100 | 0 | 22 | 24200
1 | S53 | 2Cx6mm2 Cu/PVC/PVC + 6mm2 from SMDB-Services to DB-COM 2 | 42 | Lm | 2132 | 89544 | 2063.35 | 86660.7 | 0 | 0
1 | S53a | 2Cx6mm2 Cu/PVC/PVC + 6mm2 from SMDB-Services to DB-COM 2 (not included cable tray) | 0 | Lm | 2132 | 0 | 1100 | 0 | 42 | 46200
1 | S54 | 2Cx6mm2 Cu/PVC/PVC + 6mm2 from SMDB-Services to DB-COM 3 | 46 | Lm | #VALUE! | #VALUE! | 2063.35 | 94914.1 | 0 | 0
0 | [6 empty] | 0 |  |  | 0
0 | [6 empty] | 0 | 0 |  | 0
1 | S55 | 4Cx6mm2 Cu/PVC/PVC + 6mm2 earth from SMDB-Services to lift 1 Isolator on cable trays. | 50 | Lm | 1188 | 59400 | 1149.75 | 57487.5 | 50 | 57487.5
1 | S56 | 4Cx6mm2 Cu/PVC/PVC + 6mm2 earth from SMDB-Services to lift 2 Isolator on cable trays. | 55 | Lm | 1188 | 65340 | 1149.75 | 63236.25 | 55 | 63236.25
1 | S57 | 4Cx6mm2 Cu/PVC/PVC + 6mm2 earth from SMDB-Services to water transfer pump panel on cable trays. | 30 | Lm | 1188 | 35640 | 1149.75 | 34492.5 | 30 | 34492.5
1 | S58 | 4Cx6mm2 Cu/PVC/PVC + 6mm2 earth from SMDB-Services to Booster pump panel on cable trays. | 45 | Lm | 1188 | 53460 | 1149.75 | 51738.75 | 45 | 51738.75
1 | S59 | 2Cx10mm2 Cu/PVC/PVC + 10mm2 earth from SMDB-Services to DB-GF-1 on cable trays. | 20 | Lm | 1340 | 26800 | 1296.85 | 25937 | 20 | 25937
1 | S60 | 2Cx10mm2 Cu/PVC/PVC + 10mm2 earth from SMDB-Services to DB-GF-2 on cable trays. | 22 | Lm | 1340 | 29480 | 1296.85 | 28530.7 | 22 | 28530.7
0 |  | Earthing
1 | S61 | Allow for the total earthing system inclusive of the necessary cables from all the DB's and SMDB lightning arrestor earth connection to the pit, construction of the pit, cover slab….etc. to achieve an earth impedance of less than 5 Ohms. | 1 | item | 145625 | 145625 | 140935.88 | 140935.88 | 1 | 140935.88
1
1
1 |  | LIGHTNING PROTECTION SYSTEM
1
2 | S62 | Supply and Installation of Lighting Protection system to cover total building structure with level 3 protection comply with BS 62305 recommendations as per the drawings and specifications.{pls refer the drawing for lightning arrestor system before pricing) | 1 | item | 2213500 | 2213500 | 2142225.3 | 2142225.3 | 1 | 2142225.3
2 |  | Point Wiring & Fittings
2 |  | Rate shall include supply & installation of cable,conduits for point wiring in concealed installations including switches, power outlet, isolators…etc., all as specified |  | Note
2
3 | S63 | Supply and Installation of 2 x 1C 1.5mm2 PVC/PVC/Cu + 2.5mm2 PVC/Cu PVC/Cu earth cable c/w uPVC conduit, junction boxes etc. for light point wiring | 1010 | nr | 1806 | 1824060 | 1747.85 | 1765328.5 | 1031 | 1802033.35
3
3 |  | Supply and Installation of 2 x 1C 2.5mm2 PVC/PVC/Cu + 2.5mm2 PVC/Cu PVC/Cu earth cable c/w uPVC conduit, junction boxes etc. for following Socket outlet wiring |  | Note
3
4 | S64 | 5A sockets | 41 | nr | 2680 | 109880 | 2593.7 | 106341.7 | 41 | 106341.7
4
5 | S65 | 13A Single sockets | 90 | nr. | 4019 | 361710 | 3889.59 | 350063.1 | 185 | 719574.15
5
6 | S66 | 13A Double sockets | 263 | nr. | 4660 | 1225580 | 4509.95 | 1186116.85 | 303 | 1366514.85
6
7 | S67 | 15A sockets | 65 | nr. | 5243 | 340795 | 5074.18 | 329821.7 | 158 | 801720.44
7
8 | S68 | Shaver Socket | 41 | nr. | 2738 | 112258 | 2649.84 | 108643.44 | 41 | 108643.44
8
8
8 |  | Cables from Apartment DB to AC isolators(3TR only)
9 | S69 | 4 x 1C 2.5mm2 PVC/PVC/Cu + 2.5mm2 Earth cables from Apartment DB to 20A/TP isolator including necessary conduits brackets etc….. | 19 | nr. | 14213 | 270047 | 13755.34 | 261351.46 | 20 | 275106.8
9
9 |  | Cables from Apartment DB to Car park stacker unit
10 | S70 | 4 x 1C 2.5mm2 PVC/PVC/Cu + 2.5mm2 Earth cables from Apartment DB to 16A/TP isolator including necessary conduits brackets etc….. | 9 | nr. | 14213 | 127917 | 13755.34 | 123798.06 | 11 | 151308.74
10
10 |  | Cables from Apartment DB to Solar Hot water Unit
11 | S71 | 2 x 1C 2.5mm2 PVC/PVC/Cu + 2.5mm2 Earth cables from Apartment DB to 16A/DP isolator including necessary conduits brackets etc….. | 19 | nr. | 7456 | 141664 | 7215.92 | 137102.48 | 0 | 0
11
11 |  | Fixtures
12 | S72 | Rate shall include installation of following lighting fixtures,socket outlets as specified and detailed, fixed in position including all fixing accessories, supports and connect to power, | Note
12
13 | S73 | All sockets & switches to be "Orange" will be supplied by the client. | Note
13
14 | S74 | Recessed Ceiling Lamp(18-20W) | 310 | nr. | 583 | 180730 | 564.23 | 174911.3 | 397 | 223999.31
15 | S75 | Ceiling mount Lamp(18W CFL IP65) | 246 | nr. | 583 | 143418 | 564.23 | 138800.58 | 246 | 138800.58
16 | S76 | 4feet Fluorescent light(28w T8 lamp with diffuser fitting-Ip65) | 42 | nr. | 583 | 24486 | 564.23 | 23697.66 | 44 | 24826.12
17 | S77 | Niche Lamp-IP 65 | 47 | nr. | 583 | 27401 | 564.23 | 26518.81 | 71 | 40060.33
18 | S78 | mirror light | 45 | nr. | 583 | 26235 | 564.23 | 25390.35 | 45 | 25390.35
19 | S79 | 13A single socket outlets | 90 | nr. | 146 | 13140 | 141.3 | 12717 | 185 | 26140.5
20 | S80 | 13A double socket outlets | 263 | nr. | 146 | 38398 | 141.3 | 37161.9 | 303 | 42813.9
21 | S81 | 15A socket outlets | 65 | nr. | 146 | 9490 | 141.3 | 9184.5 | 158 | 22325.4
| S81a | 20A DP switches for Geyser |  | nr |  |  | 141.3 |  | 60 | 8478
22 | S82 | 5A socket outlets | 41 | nr. | 146 | 5986 | 141.3 | 5793.3 | 41 | 5793.3
23 | S83 | Shaver Socket Outlet | 41 | nr. | 146 | 5986 | 141.3 | 5793.3 | 41 | 5793.3
24 | S84 | Ceiling Fan (1400 mm Sweep) | 106 | nr. | 699 | 74094 | 676.49 | 71707.94 | 97 | 65619.53
25 | S85 | Bell | 21 | nr. | 583 | 12243 | 564.23 | 11848.83 | 21 | 11848.83
26 | S86 | Cupboard Light | 58 | nr. | 583 | 33814 | 564.23 | 32725.34 | 58 | 32725.34
27 | S87 | Internal wall lamp | 45 | nr. | 583 | 26235 | 564.23 | 25390.35 | 45 | 25390.35
28 | S88 | External Wall Bracket lamp-IP 65 | 16 | nr. | 583 | 9328 | 564.23 | 9027.68 | 16 | 9027.68
29 | S89 | USB Power Socket Outlet | 46 | nr. | 146 | 6716 | 141.3 | 6499.8 | 50 | 7065
30 | S90 | Garden Lamp | 21 | nr. | 583 | 12243 | 564.23 | 11848.83 | 21 | 11848.83
31 | S91 | Spot Lamp | 4 | nr. | 583 | 2332 | 564.23 | 2256.92 | 7 | 3949.61
32 | S92 | Strip lamp | 27 | nr. | 583 | 15741 | 564.23 | 15234.21 | 27 | 15234.21
33 | S93 | Floor light | 13 | nr. | 583 | 7579 | 564.23 | 7334.99 | 13 | 7334.99
34 | S94 | LED Strip in Boundary Wall | 96.9 | m | 583 | 56492.7 | 564.23 | 54673.887 | 96.9 | 54673.887
34
34 |  | ISOLATORS
35 | S95 | 32A /TP water proof Isolators for lifts | 2 | nr. | 13398 | 26796 | 12966.58 | 25933.16 | 2 | 25933.16
35
36 | S96 | 32A /TP water proof Isolators for water pumps | 2 | nr. | 13398 | 26796 | 12966.58 | 25933.16 | 2 | 25933.16
36
37 | S97 | 400A /TP water proof Isolators for ( C.E.B ) IP 65 | 1 | nr. | 180575 | 180575 | 174760.49 | 174760.49 | 0 | 0
37
38 | S98 | 20A /TP water proof Isolators for AC | 19 | nr. | 13398 | 254562 | 12966.58 | 246365.02 | 19 | 246365.02
38
39 | S99 | 16A/TP water proof isolator for car park stacker unit | 9 | nr. | 13398 | 120582 | 12966.58 | 116699.22 | 11 | 142632.38
39
40 | S100 | 16A/DP water proof isolator for solar hot water unit | 19 | nr. | 13398 | 254562 | 12966.58 | 246365.02 | 0 | 0
40
Supply & Installation GI perforatted cable tray & Ladders with all mounting accessories
| A.1 | 600x100mm cable ladder | 0 |  | Lm |  | 5600 |  | 25 | 140000
| 1 | 100x60mm cable tray | 0 |  | Lm |  | 2650 |  | 15 | 39750
| 2 | 200x60mm cable tray | 0 |  | Lm |  | 6125 |  | 12 | 73500
| 3 | 300x60mm cable tray | 0 |  | Lm |  | 6125 |  | 10 | 61250
| 4 | 600x100mm cable tray | 0 |  | Lm |  | 9450 |  | 25 | 236250
S-Electrical System
|  | Total Carried to Summary |  |  |  | #VALUE! |  | 20313423.987 |  | 23545924.827 | 4933585
Notes:
1. Duty free item (Generator and Panel boards) prices based on 1 USD = Rs.148.00
2. Power supply to AC, Lift, Solar, not yet received and its can be vary as actual

## T-Finishes
PROPOSED APARTMENT AT NO:05, BULLERS LANE, COLOMBO-07. FOR MRS.J.L.J.PESTONJEE
T - FLOOR, WALL AND CEILING FINISHES
BILL NO - 13
| ITEM NO | DESCRIPTION | QTY | UNIT |  | RATE (RS.) | AMOUNT (RS.) | RATE (RS.) | AMOUNT (RS.) | QTY | AMOUNT (RS.)
T - FLOOR, WALL AND CEILING FINISHES
0 |  | The contractor is advised to refer to the specification prior to pricing of this section of work. |  | Note
0
0 |  | The rate shall include for all temporary rules, screeds, grounds etc. for raking out joints of new brick work or hacking new concrete for key, internal & curved angles, joints between different surfaces arises quirks, inter sections between curved or irregular shapes. |  | Note
0
0 |  | Unless otherwise measured separately rate shall include for reveals to openings and skirting. |  | Note
0
0 |  | All samples shall be provided for approval by the Engineer prior to purchase of materials. |  | Note
0
0 |  | All the prime cost given are excluding taxes. |  | Note
|  | All the tiles to be RAK or Approved equivalent |  | Note
0
0 |  | FLOOR FINISHES
0
0 |  | Floor Tiling
0
0 |  | Supplying and fixing 100mm x 100mm Concrete paver block on heavy duty tile as per the architect's instruction.
0
1 | T1 | From Ground floor Level to First Floor Level | 275.41 | m² | 3300 | 4172 | 1149010.52 | 4037.66 | 1112011.9406 | 404.79 | 1634404.3914
1
1 |  | Supplying and fixing Absoulte granite to floor area as per the architect's instruction. Prime cost = Rs. 1000-1400 per sq.ft)
1
2 | T2 | From Ground floor Level to First Floor Level | 46.54 | m² | 3300 | 18255 | 849587.7 | 17667.19 | 822231.0226 | 44 | 777356.36
2
3 | T3 | From First Floor Level to Second Floor Level | 14.26 | m² |  | 18255 | 260316.3 | 17667.19 | 251934.1294 | 14 | 247340.66
3
4 | T4 | From Second Floor Level to Third Floor Level | 14.26 | m² |  | 18255 | 260316.3 | 17667.19 | 251934.1294 | 14 | 247340.66
4 | [6 empty] | 0
5 | T5 | From Third Floor Level to Fourth Floor Level | 14.26 | m² |  | 18255 | 260316.3 | 17667.19 | 251934.1294 | 14 | 247340.66
5
6 | T6 | From Fourth Floor Level to Fifth Floor Level | 14.26 | m² |  | 18255 | 260316.3 | 17667.19 | 251934.1294 | 14 | 247340.66
6
7 | T7 | From Fifth Floor Level to Roof Terrace | 9.25 | m² |  | 18255 | 168858.75 | 17667.19 | 163421.5075 | 14 | 247340.66
7
8 | T8 | From Roof Terrace to Above | 10.23 | m² |  | 18255 | 186748.65 | 17667.19 | 180735.3537 | 10.24 | 180912.0256
8
8 |  | Supplying and fixing size 600mm×300mm Step tiles to an approved pattern and colour including 1:3 cement and sand on 20mm thick screed bed and point with colored cement to match and forming neat uniform joint between tiles as per the architect's instruction. Rate shall include for nossing of edges to a approved design as per the architect's instructions. (Prime Cost per tile - Rs.600-750)
8
9 | T9 | From Ground floor Level to First Floor Level | 28.7 | m² | 3300 | 5667 | 162642.9 | 5484.52 | 157405.724 | 28.7 | 157405.724
9 | [6 empty] | 0
10 | T10 | From First Floor Level to Second Floor Level | 15.79 | m² | 3300 | 5667 | 89481.93 | 5484.52 | 86600.5708 | 15.79 | 86600.5708
10
11 | T11 | From Second Floor Level to Third Floor Level | 15.79 | m² |  | 5667 | 89481.93 | 5484.52 | 86600.5708 | 15.79 | 86600.5708
11
12 | T12 | From Third Floor Level to Fourth Floor Level | 15.79 | m² |  | 5667 | 89481.93 | 5484.52 | 86600.5708 | 15.79 | 86600.5708
12
13 | T13 | From Fourth Floor Level to Fifth Floor Level | 15.79 | m² |  | 5667 | 89481.93 | 5484.52 | 86600.5708 | 15.79 | 86600.5708
13
14 | T14 | From Fifth Floor Level to Roof Terrace Level | 15.79 | m² |  | 5667 | 89481.93 | 5484.52 | 86600.5708 | 15.79 | 86600.5708
14
14
14
14
14
14
14
14
14
14 |  | Supplying and fixing 600mm x 600mm Porcelain Floor tiles to an approved pattern and colour including 1:3 cement and sand on 20mm thick screed bed and point with colored cement to match and forming neat uniform joint between tiles as per the architect's instruction. (Prime Cost per tile - Rs. 1050.00- 1200.00)
1 | T1 | From First Floor Level to Second Floor Level | 189.86 | m² | #REF! | 5197 | 986702.42 | 5029.66 | 954931.2476 | 207.69 | 1044610.0854 | 217
1 | T1 | From Second Floor Level to Third Floor Level | 189.86 | m² |  | 5197 | 986702.42 | 5029.66 | 954931.2476 | 207.69 | 1044610.0854
1 | T1 | From Third Floor Level to Fourth Floor Level | 189.86 | m² |  | 5197 | 986702.42 | 5029.66 | 954931.2476 | 207.69 | 1044610.0854
1 | [7 empty] | 0
2 | T2 | From Fourth Floor Level to Fifth Floor Level | 189.86 | m² |  | 5197 | 986702.42 | 5029.66 | 954931.2476 | 207.69 | 1044610.0854
2
3 | T3 | From Fifth Floor Level to Roof Terrace | 229.32 | m² |  | 5197 | 1191776.04 | 5029.66 | 1153401.6312 | 207.69 | 1044610.0854
3
3 |  | Parquet Flooring to an approved pattern and colour as per the architect's instruction. (Prime Cost per sq.ft - Rs. 280.00)
3
4 | T4 | From First Floor Level to Second Floor Level | 163.5 | m² | #REF! | 5491 | 897778.5 | 5314.19 | 868870.065 | 166.38 | 884174.9322
4
5 | T5 | From Second Floor Level to Third Floor Level | 163.5 | m² |  | 5491 | 897778.5 | 5314.19 | 868870.065 | 166.38 | 884174.9322
5
6 | T6 | From Third Floor Level to Fourth Floor Level | 163.5 | m² |  | 5491 | 897778.5 | 5314.19 | 868870.065 | 166.38 | 884174.9322
6
7 | T7 | From Fourth Floor Level to Fifth Floor Level | 163.5 | m² |  | 5491 | 897778.5 | 5314.19 | 868870.065 | 166.38 | 884174.9322
7
8 | T8 | From Fifth Floor Level to Roof Terrace | 152.88 | m² |  | 5491 | 839464.08 | 5314.19 | 812433.3672 | 166.38 | 884174.9322
8
8 |  | Supplying and fixing 600mm x 300mm Ceramic Floor tiles to an approved pattern and colour including 1:3 cement and sand on 20mm thick screed bed and point with colored cement to match and forming neat uniform joint between tiles as per the architect's instruction. (Prime Cost per tile - Rs. 650.00- 700.00)
8
9 | T9 | From First Floor Level to Second Floor Level | 44.52 | m² | #REF! | 5667 | 252294.84 | 5484.52 | 244170.8304 | 49 | 268741.48 | 46
9
10 | T10 | From Second Floor Level to Third Floor Level | 44.52 | m² |  | 5667 | 252294.84 | 5484.52 | 244170.8304 | 49 | 268741.48
10
11 | T11 | From Third Floor Level to Fourth Floor Level | 44.52 | m² |  | 5667 | 252294.84 | 5484.52 | 244170.8304 | 49 | 268741.48
11
12 | T12 | From Fourth Floor Level to Fifth Floor Level | 44.52 | m² |  | 5667 | 252294.84 | 5484.52 | 244170.8304 | 49 | 268741.48
12
13 | T13 | From Fifth Floor Level to Roof Terrace | 36.71 | m² |  | 5667 | 208035.57 | 5484.52 | 201336.7292 | 49 | 268741.48
13
13 |  | Supplying and fixing 300mm x 300mm Non Slip Ceramic Floor tiles to an approved pattern and colour including 1:3 cement and sand on 20mm thick screed bed and point with colored cement to match and forming neat uniform joint between tiles as per the architect's instruction. (Prime Cost per tile - Rs. 350.00- 400.00) | [9 empty] | 38.2
13 | [7 empty] | 0
14 | T14 | From Ground floor Level to First Floor Level | 84.65 | m² | 3300 | 6436 | 544807.4 | 6228.76 | 527264.534 | 22.24 | 138527.6224
72.06
1 | T1 | From First Floor Level to Second Floor Level | 48.2 | m² | 3300 | 6436 | 310215.2 | 6228.76 | 300226.232 | 10 | 62287.6 | 53 | 282.58 | 340 | 338.75
[14 empty] | 57.42 | 56.17
1 | T1 | From Second Floor Level to Third Floor Level | 48.2 | m² |  | 6436 | 310215.2 | 6228.76 | 300226.232 | 10 | 62287.6
1 | T1 | From Third Floor Level to Fourth Floor Level | 48.2 | m² |  | 6436 | 310215.2 | 6228.76 | 300226.232 | 10 | 62287.6
1 | T1 | From Fourth Floor Level to Fifth Floor Level | 48.2 | m² |  | 6436 | 310215.2 | 6228.76 | 300226.232 | 10 | 62287.6
1 | T1 | From Fifth Floor Level to Roof Terrace | 72.36 | m² |  | 6436 | 465708.96 | 6228.76 | 450713.0736 | 10 | 62287.6 |  | 349.81 | 360.3 |  | 265.16
[13 empty] | 72.24 |  |  | 50
1 | T1 | From Roof Terrace to Above | 350 | m² |  | 6436 | 2252600 | 6228.76 | 2180066 | 353.47 | 2201679.7972 |  | 277.57 |  |  | 215.16
1 | [15 empty] | 145.14
1 |  | Skirting
1
1 |  | 100mm high, Granite skirting on wall to match with floor including bed as per the drawing and architect's instructions.
1
2 | T2 | From Ground floor Level to First Floor Level | 43.89 | m |  | 5477 | 240385.53 | 5300.64 | 232645.0896 | 43.89 | 232645.0896
2 | [7 empty] | 0
3 | T3 | From First Floor Level to Second Floor Level | 14.58 | m |  | 5477 | 79854.66 | 5300.64 | 77283.3312 | 14.58 | 77283.3312
3 | [7 empty] | 0
4 | T4 | From Second Floor Level to Third Floor Level | 14.58 | m |  | 5477 | 79854.66 | 5300.64 | 77283.3312 | 14.58 | 77283.3312
4 | [7 empty] | 0
5 | T5 | From Third Floor Level to Fourth Floor Level | 14.58 | m |  | 5477 | 79854.66 | 5300.64 | 77283.3312 | 14.58 | 77283.3312
5 | [7 empty] | 0
6 | T6 | From Fourth Floor Level to Fifth Floor Level | 14.58 | m |  | 5477 | 79854.66 | 5300.64 | 77283.3312 | 14.58 | 77283.3312
6 | [6 empty] | 0 | 0 | 0
7 | T7 | From Fifth Floor Level to Roof Terrace | 11.61 | m |  | 5477 | 63587.97 | 5300.64 | 61540.4304 | 11.61 | 61540.4304
7 | [7 empty] | 0
8 | T8 | From Roof Terrace to Above | 15.76 | m |  | 5477 | 86317.52 | 5300.64 | 83538.0864 | 15.76 | 83538.0864
8
8 |  | 100mm high, Non slip Ceramic Floor Tile Skirting on wall to match with floor including bed as per the drawing and architect's instructions.
8
9 | T9 | From Ground floor Level to First Floor Level | 68.06 | m |  | 1689 | 114953.34 | 1634.61 | 111251.5566 | 68.06 | 111251.5566
9
10 | T10 | From First Floor Level to Second Floor Level | 88.24 | m |  | 1689 | 149037.36 | 1634.61 | 144237.9864 | 88.24 | 144237.9864
10
11 | T11 | From Second Floor Level to Third Floor Level | 88.24 | m |  | 1689 | 149037.36 | 1634.61 | 144237.9864 | 88.24 | 144237.9864
11
12 | T12 | From Third Floor Level to Fourth Floor Level | 88.24 | m |  | 1689 | 149037.36 | 1634.61 | 144237.9864 | 88.24 | 144237.9864
12
13 | T13 | From Fourth Floor Level to Fifth Floor Level | 88.24 | m |  | 1689 | 149037.36 | 1634.61 | 144237.9864 | 88.24 | 144237.9864
13
14 | T14 | From Fifth Floor Level to Roof Terrace | 107.62 | m |  | 1689 | 181770.18 | 1634.61 | 175916.7282 | 88.24 | 144237.9864
14
15 | T15 | From Roof Terrace to Above | 209.08 | m |  | 1689 | 353136.12 | 1634.61 | 341764.2588 | 209.08 | 341764.2588
15
15 |  | 100mm high, Ceramic Floor Tile Skirting on wall to match with floor including bed as per the drawing and architect's instructions.
15
16 | T16 | From First Floor Level to Second Floor Level | 153.05 | m |  | 1689 | 258501.45 | 1634.61 | 250177.0605 | 153.05 | 250177.0605
16 | [7 empty] | 0
17 | T17 | From Second Floor Level to Third Floor Level | 153.05 | m |  | 1689 | 258501.45 | 1634.61 | 250177.0605 | 153.05 | 250177.0605
17 | [7 empty] | 0
18 | T18 | From Third Floor Level to Fourth Floor Level | 153.05 | m |  | 1689 | 258501.45 | 1634.61 | 250177.0605 | 153.05 | 250177.0605
18 | [7 empty] | 0
19 | T19 | From Fourth Floor Level to Fifth Floor Level | 153.05 | m |  | 1689 | 258501.45 | 1634.61 | 250177.0605 | 153.05 | 250177.0605
19 | [7 empty] | 0
20 | T20 | From Fifth Floor Level to Roof Terrace | 165.87 | m |  | 1689 | 280154.43 | 1634.61 | 271132.7607 | 153.05 | 250177.0605
20
20 |  | 100mm high, Parquet Skirting on wall to match with floor including bed as per the drawing and architect's instructions.
20
21 | T21 | From First Floor Level to Second Floor Level | 124.5 | m |  | 1689 | 210280.5 | 1634.61 | 203508.945 | 124.5 | 203508.945
21 | [7 empty] | 0
22 | T22 | From Second Floor Level to Third Floor Level | 124.5 | m |  | 1689 | 210280.5 | 1634.61 | 203508.945 | 124.5 | 203508.945
22 | [7 empty] | 0
23 | T23 | From Third Floor Level to Fourth Floor Level | 124.5 | m |  | 1689 | 210280.5 | 1634.61 | 203508.945 | 124.5 | 203508.945
23 | [7 empty] | 0
24 | T24 | From Fourth Floor Level to Fifth Floor Level | 124.5 | m |  | 1689 | 210280.5 | 1634.61 | 203508.945 | 124.5 | 203508.945
24 | [7 empty] | 0
25 | T25 | From Fifth Floor Level to Roof Terrace | 99.75 | m |  | 1689 | 168477.75 | 1634.61 | 163052.3475 | 124.5 | 203508.945
25
25 |  | Turffing
25
25 |  | Supply and laying greeners grass Turf Carpet mats including Greeners ½ inch Fertile soil substrata layer, Greeners Ligna Thermal Insulating Bricks layer, Geo-Textile material, ¾ " Concrete chips layer,membrane type water proofing (type ofwater proofing to be approved by Architect before application, Leveling screed, as per the drawings and specification in roof top.
25 | [7 empty] | 0
26 | T26 | In Roof Top | 38.49 | m2 |  | 4200 | 161658 | 4064.76 | 156452.6124 | 38.49 | 156452.6124
26
26 |  | WALL FINISHES
26
26 |  | Wall Plastering
26
26 |  | 16mm thick cement & sand (1:5) plaster finished semi rough with wooden float on external faces, on brick ,block, concrete surfaces & reveals to openings in the followings. (Rate shall include for all the necessary preparations as per the Architect's approval)
26
27 | T27 | From Ground floor Level to First Floor Level | 357.33 | m² | 465 | 618 | 220829.94 | 598.1 | 213719.073 | 357.33 | 213719.073
27
28 | T28 | From First Floor Level to Second Floor Level | 257.08 | m² | 479 | 618 | 158875.44 | 598.1 | 153759.548 | 257.08 | 153759.548
28
29 | T29 | From Second Floor Level to Third Floor Level | 257.08 | m² |  | 618 | 158875.44 | 598.1 | 153759.548 | 257.08 | 153759.548
29
30 | T30 | From Third Floor Level to Fourth Floor Level | 257.08 | m² |  | 618 | 158875.44 | 598.1 | 153759.548 | 257.08 | 153759.548
30
31 | T31 | From Fourth Floor Level to Fifth Floor Level | 257.08 | m² |  | 618 | 158875.44 | 598.1 | 153759.548 | 257.08 | 153759.548
31
32 | T32 | From Fifth Floor Level to Roof Terrace | 233.95 | m² |  | 618 | 144581.1 | 598.1 | 139925.495 | 257.08 | 153759.548
32
33 | T33 | From Roof Terrace to Above | 174.59 | m² |  | 618 | 107896.62 | 598.1 | 104422.279 | 174.59 | 104422.279
33
34 | T34 | Boundary Wall | 620.16 | m² |  | 618 | 383258.88 | 598.1 | 370917.696 | 620.16 | 370917.696
34
35 | T35 | Block work at Raft Foundation | 158.57 | m² |  | 618 | 97996.26 | 598.1 | 94840.717 | 0 | 0
35
35
35
35
35
35
35
35
35
35
35
35
35
35
35 |  | 16mm thick cement sand (1:5) plaster finished smooth with lime putty or approved equivalent on internal faces, on brick / concrete surfaces, reveals to openings including isolated columns in the followings.
35
36 | T36 | From Ground floor Level to First Floor Level | 911.92 | m² | 485 | 665 | 606426.8 | 643.59 | 586902.5928 | 911.92 | 586902.5928
36 |  |  |  |  | .
37 | T37 | From First Floor Level to Second Floor Level | 1527.58 | m² | 500 | 665 | 1015840.7 | 643.59 | 983135.2122 | 1527.58 | 983135.2122
37
38 | T38 | From Second Floor Level to Third Floor Level | 1527.58 | m² |  | 665 | 1015840.7 | 643.59 | 983135.2122 | 1527.58 | 983135.2122
38
39 | T39 | From Third Floor Level to Fourth Floor Level | 1527.58 | m² |  | 665 | 1015840.7 | 643.59 | 983135.2122 | 1527.58 | 983135.2122
39
40 | T40 | From Fourth Floor Level to Fifth Floor Level | 1527.58 | m² |  | 665 | 1015840.7 | 643.59 | 983135.2122 | 1527.58 | 983135.2122
40
41 | T41 | From Fifth Floor Level to Roof Terrace | 1439.61 | m² |  | 665 | 957340.65 | 643.59 | 926518.5999 | 1527.58 | 983135.2122
41
42 | T42 | From Roof Terrace to Above | 293.38 | m² |  | 665 | 195097.7 | 643.59 | 188816.4342 | 293.38 | 188816.4342
42
42 |  | 25mm thick cement sand (1:5) plaster finished smooth with lime putty or approved equivalent on internal faces, on brick / concrete surfaces, reveals to openings including isolated columns in the followings.
42 |  |  |  |  | .
43 | T43 | From First Floor Level to Second Floor Level | 107.58 | m² | #REF! | 792 | 85203.36 | 766.5 | 82460.07 | 107.58 | 82460.07
43
44 | T44 | From Second Floor Level to Third Floor Level | 107.58 | m² |  | 792 | 85203.36 | 766.5 | 82460.07 | 107.58 | 82460.07
44
45 | T45 | From Third Floor Level to Fourth Floor Level | 107.58 | m² |  | 792 | 85203.36 | 766.5 | 82460.07 | 107.58 | 82460.07
45
46 | T46 | From Fourth Floor Level to Fifth Floor Level | 107.58 | m² |  | 792 | 85203.36 | 766.5 | 82460.07 | 107.58 | 82460.07
46
46 |  | Sand Stone Rubble Finish
46
47 | T47 | Supply and laying of Sand Stone Rubble Finish in Boundary Wall as per Architech instruction. Rate shall include for necessary bedding, edge preparation and any other work required complete the work in order | 290.7 | m² |  | 7398 | 2150598.6 | 7159.78 | 2081348.046 | 290.7 | 2081348.046
47
47 |  | Wall Tiling
47 | [12 empty] | 2800
47 |  | Supplying and fixing 1200mm x 600mm Textured Wall Tiles tiles to an approved pattern and colour including 1:3 cement and sand on 20mm thick screed bed and point with colored cement to match and forming neat uniform joint between tiles as per the architect's instruction. (Prime Cost per tile - Rs. 2500.00- Rs.2800.00) | [11 empty] | 0.72 | 3888.8889
47
48 | T48 | From Ground floor Level to First Floor Level | 39.45 | m² |  | 5937 | 234214.65 | 5745.83 | 226672.9935 | 39.45 | 226672.9935 |  | 800
48 |  | Supplying and fixing 600mm x 300mm Textured Wall Tiles tiles to an approved pattern and colour including 1:3 cement and sand on 20mm thick screed bed and point with colored cement to match and forming neat uniform joint between tiles as per the architect's instruction. (Prime Cost per tile - Rs. 700.00-Rs.800.00) | [10 empty] | 0.18 | ` | 4444.4444
48
49 | T49 | From Ground floor Level to First Floor Level | 16.93 | m² |  | 6336 | 107268.48 | 6131.98 | 103814.4214 |  | 0
49
50 | T50 | From First Floor Level to Second Floor Level | 223.05 | m² |  | 6336 | 1413244.8 | 6131.98 | 1367738.139 | 244.15 | 1497122.917
50 | [12 empty] | 55.75 | 21.1
51 | T51 | From Second Floor Level to Third Floor Level | 223.05 | m² |  | 6336 | 1413244.8 | 6131.98 | 1367738.139 | 244.15 | 1497122.917
51
52 | T52 | From Third Floor Level to Fourth Floor Level | 223.05 | m² |  | 6336 | 1413244.8 | 6131.98 | 1367738.139 | 244.15 | 1497122.917
52
53 | T53 | From Fourth Floor Level to Fifth Floor Level | 223.05 | m² |  | 6336 | 1413244.8 | 6131.98 | 1367738.139 | 244.15 | 1497122.917
53
54 | T54 | From Fifth Floor Level to Roof Terrace | 217.66 | m² |  | 6336 | 1379093.76 | 6131.98 | 1334686.7668 | 244.15 | 1497122.917
54 |  | CEILING FINISHES
54
54 |  | Concealed Grid Gypsum Board Ceiling With Paint Finish as per the drawing and specifications.
54
55 | T55 | From Ground floor Level to First Floor Level | 29.6 | m² | 1921 | 2650 | 78440 | 2564.67 | 75914.232 | 26.28 | 67399.5276
55
56 | T56 | From First Floor Level to Second Floor Level | 116.49 | m² |  | 2650 | 308698.5 | 2564.67 | 298758.4083 | 101 | 259031.67
56
57 | T57 | From Second Floor Level to Third Floor Level | 116.49 | m² |  | 2650 | 308698.5 | 2564.67 | 298758.4083 | 101 | 259031.67
57
58 | T58 | From Third Floor Level to Fourth Floor Level | 116.49 | m² |  | 2650 | 308698.5 | 2564.67 | 298758.4083 | 101 | 259031.67
58
59 | T59 | From Fourth Floor Level to Fifth Floor Level | 149.65 | m² |  | 2650 | 396572.5 | 2564.67 | 383802.8655 | 101 | 259031.67
59
59 |  | Concealed Grid Cement Board Ceiling With Paint Finish as per the drawing and specifications. Rate shall include for necessary accessories and painting with approved colour
59
60 | T60 | From First Floor Level to Second Floor Level | 16.28 | m² |  | 2600 | 42328 | 2516.28 | 40965.0384 | 16.28 | 40965.0384
60
61 | T61 | From Second Floor Level to Third Floor Level | 16.28 | m² |  | 2600 | 42328 | 2516.28 | 40965.0384 | 16.28 | 40965.0384
61
62 | T62 | From Third Floor Level to Fourth Floor Level | 16.28 | m² |  | 2600 | 42328 | 2516.28 | 40965.0384 | 16.28 | 40965.0384
62
63 | T63 | From Fourth Floor Level to Fifth Floor Level | 7.62 | m² |  | 2600 | 19812 | 2516.28 | 19174.0536 | 16.28 | 40965.0384
63
63 |  | Finish Ceiling Cove with Consealed Gypsum Board Ceiling as per the drawing and specifications.
63
64 | T64 | From Ground floor Level to First Floor Level | 13.04 | m² | 1921 | 2600 | 33904 | 2516.28 | 32812.2912 | 11 | 27679.08
64
64 |  | Finished smooth with approved equivalent on soffit of slabs, staircases, beams in the followings. (Rate shall including grinding or required necessary leveling for soffit)
64
65 | T65 | From Ground floor Level to First Floor Level | 380.56 | m² | 566 | 200 | 76112 | 193.56 | 73661.1936 | 380.56 | 73661.1936
65
66 | T66 | From First Floor Level to Second Floor Level | 265.095 | m² |  | 200 | 53019 | 193.56 | 51311.7882 | 265.095 | 51311.7882
66
67 | T67 | From Second Floor Level to Third Floor Level | 265.095 | m² |  | 200 | 53019 | 193.56 | 51311.7882 | 265.095 | 51311.7882
67
68 | T68 | From Third Floor Level to Fourth Floor Level | 265.095 | m² |  | 200 | 53019 | 193.56 | 51311.7882 | 265.095 | 51311.7882
68
69 | T69 | From Fourth Floor Level to Fifth Floor Level | 240.6 | m² |  | 200 | 48120 | 193.56 | 46570.536 | 265.095 | 51311.7882
69
70 | T70 | From Fifth Floor Level to Roof Terrace | 418.9 | m² |  | 200 | 83780 | 193.56 | 81082.284 | 265.095 | 51311.7882
70
71 | T71 | From Roof Terrace to Above | 23.47 | m² |  | 200 | 4694 | 193.56 | 4542.8532 | 23.47 | 4542.8532
71
71 | [6 empty] | 0
72 | T72 | Feature Box as per the Structural detail with rougfs plaster paint finish accordance with drawings and specifications. | 58.5 | m² |  | 38500 | 2252250 | 37260.3 | 2179727.55 | 58.5 | 2179727.55
72
72 |  | Glazed Partition Wall
72
72 |  | Supply and installtion Tempered Glazed partition wall with sand blast stikers and other accessories in wash rooms as per the drawings
72
72 |  | Hand rails | [5 empty] | 0
72 | [7 empty] | 0
73 | T73 | Supply and fixing of G.I handrails in staircase areas, comprising with 50mm dia. G.I top rail welded & fixed to 32mm dia. G.I upright and 8mm dia. G.I rods run through verticals from out side the staircase as per the detail drawing.(Rate shall include for all the necessary accessories required to complete the work as per the detailed given and one court of etch primer and two courts of Enemal colour to be approved by Architect) | 57.6 | m | 6888 | 26900 |  | 26033.82
74 | T74 | In First Floor | 20.52 | m² |  | 26900 | 551988 | 26033.82 | 534213.9864 | 25.84 | 672713.9088
74
75 | T75 | In Second Floor | 20.52 | m² |  | 26900 | 551988 | 26033.82 | 534213.9864 | 25.84 | 672713.9088
75
76 | T76 | In Third Floor | 20.52 | m² |  | 26900 | 551988 | 26033.82 | 534213.9864 | 25.84 | 672713.9088
76
77 | T77 | In Fourth Floor | 20.52 | m² |  | 26900 | 551988 | 26033.82 | 534213.9864 | 25.84 | 672713.9088
77
78 | T78 | In Fifth Floor | 21.48 | m² |  | 26900 | 577812 | 26033.82 | 559206.4536 | 25.84 | 672713.9088
78
78 |  | Supply and installtion Tempered Glazed Doors with sand blast stikers and other accessories for glass partitions in wash rooms as per the drawings.(Size will be finalized by the engineer)
79 | T79 | In First Floor | 9 | nr |  | 49500 | 445500 | 47906.1 | 431154.9 | 9 | 431154.9
79 | [6 empty] | 0 | 0
80 | T80 | In Second Floor | 9 | nr |  | 49500 | 445500 | 47906.1 | 431154.9 | 9 | 431154.9
80 | [6 empty] | 0
81 | T81 | In Third Floor | 9 | nr |  | 49500 | 445500 | 47906.1 | 431154.9 | 9 | 431154.9
81 | [6 empty] | 0
82 | T82 | In Fourth Floor | 9 | nr |  | 49500 | 445500 | 47906.1 | 431154.9 | 9 | 431154.9
82 | [6 empty] | 0
83 | T83 | In Fifth Floor | 9 | nr |  | 49500 | 445500 | 47906.1 | 431154.9 | 9 | 431154.9
83
83 |  | T - Floor, Wall and Ceiling Finishes
83 |  | Total Carried to Summary |  |  |  |  | 50233361.62 |  | 48615864.3726 |  | 48946635.6846 | 330771.312

## Y1-Gass System
PROPOSED APARTMENT AT NO:05, BULLERS LANE, COLOMBO-07. FOR MRS.J.L.J.PESTONJEE
Y1-GAS SYSTEM
BILL NO - 16
| ITEM NO | DESCRIPTION | QTY | UNIT | RATE (RS.) | AMOUNT (RS.) | DISCOUNT RATE (RS.) | DISCOUNT AMOUNT (RS.) | RN QTY | AMOUNT (RS.)
GAS SUPPLY SYSTEM
1 | Y1-1 | Supply and installation of 8nos' x 37.5kg ( 4 duty / 4 stand by ) LP gas Cylinder bank complete with automatic changeover switch , strainers, isolation valves , flexible connectors, pressure gauges, main pressure regulating valve , Gas filter, Pressure relief valve etc.(Cylinders are excluded from the contract) | 1 | Item | 475962 | 475962 | 460636.02 | 460636.02 | 1 | 460636.02
1
1 |  | High pressure Gas piping (0.7 bar)
1 |  | Supply , installation , testing and painting of above ground seamless sch.40 C-steel welded heavy duty pipe lines including 'necessary brackets etc… |  | Note
1
2 | Y1-2 | 50 mm diameter - 2" Riser pipes | 46 | Lm | 5077 | 233542 | 4913.52 | 226021.92 | 46 | 226021.92
2
3 | Y1-3 | 50 mm diameter - 2" Downer pipes | 24 | Lm | 5077 | 121848 | 4913.52 | 117924.48 | 24 | 117924.48
3
3 |  | low pressure Gas piping (0.028 bar)
3 |  | Supply , installation , testing and painting of Sch 40 C-Steel welded pipe line
3
4 | Y1-4 | 20 mm diameter (3/4") | 317 | Lm | 1957 | 620369 | 1893.98 | 600391.66 | 317 | 600391.66
4
4 |  | Meter Rooms
5 | Y1-5 | Meter manifolds inclusive of Sch 40- 32 mm pipes and fittings (4 gas Meters for each) | 4 | nr. | 9519 | 38076 | 9212.49 | 36849.96 | 4 | 36849.96
5
6 | Y1-6 | Meter manifolds inclusive of Sch 40- 32 mm pipes and fittings (3 gas Meters for each) | 6 | nr. | 8990 | 53940 | 8700.52 | 52203.12 | 6 | 52203.12
6
7 | Y1-7 | Supply and installation of gas meters N type Japanese with pulls out | 19 | nr. | 31149 | 591831 | 30146 | 572774 | 20 | 602920
7
8 | Y1-8 | Relief valve | 1 | nr. | 132212 | 132212 | 127954.77 | 127954.77 | 1 | 127954.77
8
9 | Y1-9 | Main Pressure switch with OPSO & UPSO | 1 | nr. | 126923 | 126923 | 122836.08 | 122836.08 | 1 | 122836.08
9
10 | Y1-10 | Supply and installation of Jerk Handle | 1 | nr. | 95192 | 95192 | 92126.82 | 92126.82 | 1 | 92126.82
10
11 | Y1-11 | Supply and installation of low pressure third stage regulators. | 19 | nr. | 7933 | 150727 | 7677.56 | 145873.64 | 20 | 153551.2
11
12 | Y1-12 | Supply and installation of pressure switch with OPSO & UPSO | 19 | nr. | 132212 | 2512028 | 127954.77 | 2431140.63 | 20 | 2559095.4
12
13 | Y1-13 | Supply and installation of 50mm dia Flash Back Arrestor | 1 | nr. | 132212 | 132212 | 127954.77 | 127954.77 | 1 | 127954.77
13
13
13 |  | Supply and installation of shutoff valves
14 | Y1-14 | 12.5 mm diameter - 1/2" | 19 | nr. | 1375 | 26125 | 1330.73 | 25283.87 | 20 | 26614.6
15 | Y1-15 | 20 mm diameter - 3/4" | 38 | nr. | 3385 | 128630 | 3276 | 124488 | 40 | 131040
16 | Y1-16 | 50 mm diameter - 2" | 4 | nr. | 10577 | 42308 | 10236.42 | 40945.68 | 4 | 40945.68
16
17 | Y1-17 | Supply and installation of 24VDC N/C main shutoff solenoid valve with remote operation from Fire Command Centre | 1 | Item | 89904 | 89904 | 87009.09 | 87009.09 | 1 | 87009.09
17
18 | Y1-18 | Supply and installation of 24VDC LP Gas leak detectors and alarm devices in pantry units ( IP 42) | 19 | nr. | 10048 | 190912 | 9724.45 | 184764.55 | 20 | 194489
18
19 | Y1-19 | Supply and installation of 24VDC IP65 Duct detectors | 5 | nr. | 38870 | 194350 | 37618.39 | 188091.95 | 5 | 188091.95
19
20 | Y1-20 | Supply and installation of 24VDC N/C solenoid shut off valves to auto shut off from pantry detectors - 3/4" | 19 | nr. | 9519 | 180861 | 9212.49 | 175037.31 | 20 | 184249.8
20
21 | Y1-21 | Supply and installation of electrically operated on/off switches for N/C solenoid shutoff valves in duct spaces | 19 | nr. | 4760 | 90440 | 4606.73 | 87527.87 | 20 | 92134.6
21
22 | Y1-22 | Supply and installation of JIS make low pressure gauges at each Floor | 5 | nr. | 20096 | 100480 | 19448.91 | 97244.55 | 5 | 97244.55
22
23 | Y1-23 | supply and installation of 26 locations (19 pantry units, 5 duct spaces and 2 cylinder room) addressable gas leak indication panel (Notifier - USA) and 21 addressable monitor modules to show all effected locations individually | 1 | Item | 687500 | 687500 | 665362.5 | 665362.5 | 1 | 665362.5
23
24 | Y1-24 | Supply and Installation, fire resistant electrical wiring / conduits for detectors, solenoids, AMM's, leak detection panel and power supply as required. | 1 | Item | 1586538 | 1586538 | 1535451.48 | 1535451.48 | 1 | 1535451.48
24
25 | Y1-25 | Supply & installation of 2 nos' Battery bank ( one duty / one standby) for continues power supply to detectors, solenoids, AMM'S and gas Meters. | 1 | Item | 185096 | 185096 | 179135.91 | 179135.91 | 1 | 179135.91
25
25
26 | Y1-26 | Final connection for each pantry unit kitchen with Flexo gas hoses and Gas cock with necessary end connectors. | 19 | nr. | 4231 | 80389 | 4094.76 | 77800.44 | 20 | 81895.2
26
26 |  | Allow for any other item which is required to complete the installation
26 |  | (should specify) |  | Note
26
|  | Shop Drawing |  |  | 31731 | 31731 | 30709.26 | 30709.26 |  | 30709.26
|  | As built drawing |  |  | 31731 | 31731 | 30709.26 | 30709.26 |  | 30709.26
|  | Testing |  |  | 52885 | 52885 | 51182.1 | 51182.1 |  | 51182.1
26
YY-Gas System
|  | Total Carried to Summary |  |  |  | 8984742 |  | 8695431.69 |  | 8896731.18

## V-Painting
PROPOSED APARTMENT AT NO:05, BULLERS LANE, COLOMBO-07. FOR MRS.J.L.J.PESTONJEE
V - PAINTING WORK
BILL NO -14
RN
| ITEM NO | DESCRIPTION | QTY | UNIT | RATE (RS.) | AMOUNT (RS.) | DISCOUNT RATE (RS.) | DISCOUNT AMOUNT (RS.) | QTY | AMOUNT (RS.)
V - PAINTING WORK
0 |  | Rate shall include for preparation of surface cleaning down, smoothing, knotting, stepping etc. protection of floors and fitting, removing & replacing door and window, furniture, and cleaning windows etc.upon completion. |  | Note
0
0 |  | Paint shall be from CIC or equivalent approved manufacturer to the approval of the Architect. |  | Note
0
0 |  | Wall Painting
0
0 |  | Prepare and apply one coat of filler or approved equilent, primer and two coats of approved equevilant type Weathershield paint of approved colour, texture and quality to external faces of walls, reveals & columns including isolated columns in the followings.
1 | V1 | From Ground floor Level to First Floor Level | 357.33 | m² | 586 | 209395.38 | 567.1308 | 202652.8488 | 362.33 | 205488.5028
1
2 | V2 | From First Floor Level to Second Floor Level | 257.08 | m² | 586 | 150648.88 | 567.1308 | 145797.9861 | 272.08 | 154304.9481
2
3 | V3 | From Second Floor Level to Third Floor Level | 257.08 | m² | 586 | 150648.88 | 567.1308 | 145797.9861 | 272.08 | 154304.9481
3
4 | V4 | From Third Floor Level to Fourth Floor Level | 257.08 | m² | 586 | 150648.88 | 567.1308 | 145797.9861 | 272.08 | 154304.9481
4
5 | V5 | From Fourth Floor Level to Fifth Floor Level | 257.08 | m² | 586 | 150648.88 | 567.1308 | 145797.9861 | 272.08 | 154304.9481
5
6 | V6 | From Fifth Floor Level to Sixth Floor Level | 233.95 | m² | 586 | 137094.7 | 567.1308 | 132680.2507 | 272.08 | 154304.9481
6
7 | V7 | From Sixth Floor Level to Above | 174.59 | m² | 586 | 102309.74 | 567.1308 | 99015.3664 | 174.59 | 99015.3664
7
8 | V8 | In Boundary Wall | 329.46 | m² | 586 | 193063.56 | 567.1308 | 186846.9134 | 329.46 | 186846.9134
8
8 |  | Prepare and apply one coat of approved primer and two coats of emulsion paint of approved colour and quality to internal faces of walls, reveals, sloping soffits of staircases & columns including isolated columns in the followings.
8
9 | V9 | From Ground floor Level to First Floor Level | 872.47 | m² | 530 | 462409.1 | 512.934 | 447519.527 | 872.47 | 447519.527
9
10 | V10 | From First Floor Level to Second Floor Level | 1527.58 | m² | 530 | 809617.4 | 512.934 | 783547.7197 | 1527.58 | 783547.7197
10
11 | V11 | From Second Floor Level to Third Floor Level | 1527.58 | m² | 530 | 809617.4 | 512.934 | 783547.7197 | 1527.58 | 783547.7197
11
12 | V12 | From Third Floor Level to Fourth Floor Level | 1527.58 | m² | 530 | 809617.4 | 512.934 | 783547.7197 | 1527.58 | 783547.7197
12
13 | V13 | From Fourth Floor Level to Fifth Floor Level | 1527.58 | m² | 530 | 809617.4 | 512.934 | 783547.7197 | 1527.58 | 783547.7197
13
14 | V14 | From Fifth Floor Level to Sixth Floor Level | 1439.61 | m² | 530 | 762993.3 | 512.934 | 738424.9157 | 1527.58 | 783547.7197
14
15 | V15 | From Sixth Floor Level to Above | 293.38 | m² | 530 | 155491.4 | 512.934 | 150484.5769 | 293.38 | 150484.5769
15
15 |  | Soffit Painting
15
15 |  | Prepare and apply one coat of approved quality primer with two coats of emulsion paint of approved colour and quality soffit of slabs, staircases, beams in the followings.
15
16 | V16 | From Ground floor Level to First Floor Level | 380.56 | m² | 583 | 221866.48 | 564.2274 | 214722.3793 | 392.56 | 221493.1081
16
17 | V17 | From First Floor Level to Second Floor Level | 265.1 | m² | 583 | 154553.3 | 564.2274 | 149576.6837 | 273.1 | 154090.5029
17
18 | V18 | From Second Floor Level to Third Floor Level | 265.1 | m² | 583 | 154553.3 | 564.2274 | 149576.6837 | 273.1 | 154090.5029
18
19 | V19 | From Third Floor Level to Fourth Floor Level | 265.1 | m² | 583 | 154553.3 | 564.2274 | 149576.6837 | 273.1 | 154090.5029
19
20 | V20 | From Fourth Floor Level to Fifth Floor Level | 240.6 | m² | 583 | 140269.8 | 564.2274 | 135753.1124 | 273.1 | 154090.5029
20
21 | V21 | From Fifth Floor Level to Sixth Floor Level | 418.9 | m² | 583 | 244218.7 | 564.2274 | 236354.8579 | 418.9 | 236354.8579
21
22 | V22 | From Sixth Floor Level to Above | 23.47 | m² | 583 | 13683.01 | 564.2274 | 13242.4171 | 23.47 | 13242.4171
22
V - PAINTING WORK
|  | Total Carried to Summary |  |  |  | 6947520.19 |  | 6723810.0399 |  | 6866070.6202

## Provisional sum
PROPOSED APARTMENT AT NO:05, BULLERS LANE, COLOMBO-07. FOR MRS.J.L.J.PESTONJEE
X - PROVISIONAL SUM
BILL NO - 18
ITEM NO | DESCRIPTION | QTY | UNIT | RATE (RS.) | AMOUNT (RS.)
X - PROVISIONAL SUM
All the provisional sums will be carried out with 3% attendance fee, unless otherwise specified.
X1 | Allow Provisional sum for finishing work to Vanity and Pantry Slab (App. 115m2 )(To be done by Nominated Sub Contractor) |  | P. Sum |  | 2875000
X2 | Allow Provisional sum for supply and installation of fixed furnitures.(To be done by Nominated Sub Contractor) |  | P. Sum |  | 23000000
X3 | Allow Provisional sum for all Aluminium Doors & Windows including External Aluminium Works With Metal hand railing & Zn/Al Partition Wall. (To be done by Nominated Sub Contractor - Alro) |  | P. Sum |  | 19199105.55
X4 | Allow Provisional sum for Wood Works Including Timber Doors & Windows,External Gates & Hand Rails. (To be done by Nominated Sub Contractor - ) |  | P. Sum |  | 4332400
X5 | Allow Provisional sum for Roof Structure including Zn/Al Roof & Glass Roof. (To be done by Nominated Sub Contractor) |  | P. Sum |  | 1243436.45
X6 | Allow Provisional sum for Air Conditioning System. (To be done by Nominated Sub Contractor - Abans) |  | P. Sum |  | 11383370
X7 | Allow Provisional sum for CCTV System. (To be done by Nominated Sub Contractor) |  | P. Sum |  | 1250000
X8 | Allow Provisional sum for Access Control System (To be done by Nominated Sub Contractor - Abans) |  | P. Sum |  | 3500000
X9 | Allow Provisional sum for MATV System (To be done by Nominated Sub Contractor) |  | P. Sum |  | 1000000
X10 | Allow Provisional sum for Audio & Vedio Intercommiunication System (To be done by Nominated Sub Contractor) |  | P. Sum |  | 2500000
X11 | Allow Provisional sum for Solar System (To be done by Nominated Sub Contractor - Abans Solar) |  | P. Sum |  | 3000000
X12 | Allow Provisional sum for Lift Installation (To be done by Nominated Sub Contractor - Abans) |  | P. Sum |  | 8150000
| Allowe 3% as attendence for the all provisional sums. |  |  |  | 2442999.36
X - Provisional Sum
| Total Carried to Summary |  |  |  | 83876311.36

## Additional work summary
PROJECT |  | : Proposed Apartment @ Buller's lane - Colombo 07
CLIENT |  | : Mrs J.L.J. Pestonjee
CONSULTANT |  | : KWA Architects,No 37, 1st floor, School lane, Colombo 07.
CONTRACTOR |  | : RN Construction(pvt) ltd
Additional Work Summary(Civil)
Item No | References | Description | Unit | Qty | Rate | Amount | Remaks
[5 empty] | (Rs:) | (Rs:)
1 | VO:01 | Demolishion of part of existing boundry wall & Disposal of demolished materials off site | Item | 0 | 0 | 28475.52 | Cost break down submitted
| VO:01 | Construction of Temporary Boundry wall | Item | 0 | 0 | 45128.19 | Cost break down submitted
02 | VO:03 | Canopy for AC outdoor fixing | Item | 0 | 0 | 525118.6734 | Cost break down submitted
03 |  | Demolishing part of lift wall & fill of the part of lift wall due to changed of lift door size | Item | 0 | 0 | 12942.8434 | Cost break down submitted
4 |  | Boundry wall construction (Excavation,Screed,Rubble work,Plinth beam,S columns) | Item | 0 | 0 | 556581.333 | BOQ Rates
5 |  | Mezzanine floor stair case | Item | 0 | 0 | 152931.49 | BOQ Rates
06 |  | Mezzanine floor area tiling | m2 | 38 | 5029.66 | 191127.08 | BOQ Rates
07 |  | Construction of Cable tranch for Electrical cable(600x600 man hole & 32Dia UPVC sleeves) | Item | 0 | 0 | 47305.11 | BOQ Rates
08 |  | Ground floor drivers' toilet floor tile | m2 | 4.77 | 6228.76 | 29711.1852 | BOQ Rates |  | 5.88
09 |  | Ground floor drivers' toilet floor skirting | m | 7.65 | 1634.61 | 12504.7665 | BOQ Rates
10 |  | Ground floor drivers' toilet wall tile | m2 | 25.77 | 6228.76 | 160515.1452 | BOQ Rates |  | 30.624
11 |  | Roof terrace bath room floor tiling | m2 | 6.47 | 5484.52 | 35484.8444 | BOQ Rates
12 |  | Roof terrace bath room skirting | m | 12 | 1634.61 | 19615.32 | BOQ Rates
13 |  | Roof terrace bath room wall tiling | m2 | 33.23 | 6131.98 | 203765.6954 | BOQ Rates
14 |  | Ground floor cement finish (Generator room,Transformer room,Panel room) | m2 | 62 | 643.59 | 39902.58 | BOQ Rates
15 |  | Maids' rooms floor tiling (1'x1') 1st to 5th floor | m2 | 227.15 | 6228.76 | 1414862.834 | BOQ Rates | Wall | in to boq | 22.715
16 |  | Balcony area floor tiling(4'x2') | m2 | 360.3 | 5745.83 | 2070222.549 | BOQ Rates |  |  | 72.06
17 |  | Security room floor area tilling | m2 | 5.44 | 6228.76 | 33884.4544 | BOQ Rates
|  | Total Cost |  |  |  | 5580079.6139
Additional Work Summary(Plumbing)
Item No | References | Description | Unit | Qty | Rate | Amount | Remaks
[5 empty] | (Rs:) | (Rs:)
STORM WATER PUMP
01 |  | Supply and installation of centrifugal type water supply transfer pumps(1 duty + 1 standby) | Set | 1 | 90000 | 90000
HOT WATER SYSTEM
02 |  | Geyser 30l (with flexible horse) | nr | 40 | 31500 | 1260000
03 |  | Geyser 15l (with flexible horse) | nr | 20 | 29000 | 580000
04 |  | 24'' garb bar (Disable toilet) | nr | 1
|  | Total Cost |  |  |  | 1930000